## Standards Master (400)
Dept | Standard Number | Title | Status | Published On | Year | Reaffirmation | Revisions | Technical Committee | ICS Code | Type of Standard | Certification | Active Licences | CRS Count | References Count | Supersedes (Older) | Superseded By (Newer) | Equivalent Standard | QCO / Ministry | Source URL | isStatus_label | withdrawStatus | Ministry | Group | SubGroup | SubSubGroup | virtual_scope
CED | IS 432 (Part 1):2026 | Specification for Mild Steel And Medium Tensile Steel Bars and Hard-Drawn Steel Wire for Concrete Reinforcement Part 1 Mild Steel and Medium Tensile Steel Bars Fourth Revision | Current | 2026-05-29 | 2026 |  | 04 | CED 54 - Concrete Reinforcement | 91.100: 77.140.15 | Product Specification | Mandatory | 19 | 0 | 6 | IS 432 (Part 1):1982 |  |  | Ministry of Steel | https://standards.bis.gov.in/website/standard-details?encryptedId=eyJpdiI6IkRvRDJQWVFEUjUxT3BXNGxRKzVjZVE9PSIsInZhbHVlIjoiV3dNRjZIMWZzSXNDRzRXYlFKREVadz09IiwibWFjIjoiODQ2Y2VlMDg4NDJlZDRlMTUyODRlMjZhMWE5YWVkYjhiZTY3NDdlOTI0ZWI1OGUwOWFmMmQxN2VmMTYyNGYwYiIsInRhZyI6IiJ9 | Current | 0 | Ministry of Steel | Civil Engineering Design and Construction | Concrete structures | Special Structures | [Title]: IS 432 (Part 1):2026 — Specification for Mild Steel And Medium Tensile Steel Bars and Hard-Drawn Steel Wire for Concrete Reinforcement Part 1 Mild Steel and Medium Tensile Steel Bars Fourth Revision. [Classification]: Under CED / CED 54 - Concrete Reinforcement, categorized under Civil Engineering Design and Construction > Concrete structures > Special Structures (Ministry of Steel), Certification: Mandatory, Type: Product Specification. [Covered Varieties & Grades]: 5 mm to 50 mm; Mild steel grade I and II Round Bar nominal size 5mm too 50 mm diameter, Micro-alloying; Type Mild Steel Bar, Grade 1, Size 32 mm Round Bar only; For Grade 1 Mild Steel Bar, Grade 2 Mild Steel Bar, Medium Tensile Steel Bars for sizes Round 25 mm to 300 mm, Square 200 mm to 450 mm.; MILD STEEL BARS, GRADE-1, size Over 20 mm upto and including 40 mm,Si-killed; MILD STEEL BARS GRADE-1 Over 20 mm upto and including 40 mm,Si-killed; Mild Steel Bars for Concrete Reinforcement, Grade I, Size 32mm and 36mm; Mild Steel Bars of Grade I for Nominal Sizes over 20 mm upto and?including 50 mm; Mild Steel Bars, Nominal Size: over 20mm up to and including 50mm, Grade-I; Mild Steel Bars,Nominal Size over 20 mm upto and including 50 mm,Grade I; Mild steel Grade 1 of size 36 mm, 40 mm, 45 mm and 50 mm; Round bars of Mild steel Grade - 1 and nominal sizes 25mm & 32mm; Mild steel bars for Round bars,Grade I and Grade II for sizes 5mm to 50mm; Nominal Size from 20mm upto and including 40 mm Grade 1 and Grade 2. [Key Test Methods & Allied Standards]: Test Methods: Metallic materials - Tensile testing - Part 1 : Method of test at room temperature ( Fifth Revision); Metallic materials Bend test. Components & Materials: General requirements for the supply of metallurgical materials (Second Revision); Specification for rolling and cutting tolerances for hot - Rolled steel products (Fourth Revision); Hot rolled medium and high tensile structural steel - Specification (Seventh Revision). Related Standards: Steel Bars, Round and Square for Structural and General Engineering Purposes - Dimensions (Second Revision)
CED | IS 2202 (Part 1):2023 | Wooden Flush Door Shutters (Solid Core Type) — Specification Part 1 Plywood Face Panels ( Seventh Revision ) | Current | 2023-02-09 | 2023 |  | 07 | CED 11 - Doors, Windows And Shutter |  | Product Specification | Mandatory | 611 | 0 | 17 | IS 2202 : Part 1 : 1999 |  |  |  | https://standards.bis.gov.in/website/standard-details?encryptedId=eyJpdiI6IlJyeEFDZ1VMZEhQZkpQNHY2bGphQ1E9PSIsInZhbHVlIjoiaDB1K3J2bzlFdGhpSmV1WkkwR0FhQT09IiwibWFjIjoiZjcxYTU2ZWY2ZjcxZDc1OWYzODQxMmEzZDRjMmM5NWU0NzhlMDQ3NTIzMDc4ZGUzYjZjNWNhMDBiZTcxZWU4ZSIsInRhZyI6IiJ9 | Current | 0 |  | Building Materials including Paints | Door and Window and its Fittings | Doors and Windows | [Title]: IS 2202 (Part 1):2023 — Wooden Flush Door Shutters (Solid Core Type) — Specification Part 1 Plywood Face Panels ( Seventh Revision ). [Classification]: Under CED / CED 11 - Doors, Windows And Shutter, categorized under Building Materials including Paints > Door and Window and its Fittings > Doors and Windows, Certification: Mandatory, Type: Product Specification. [Covered Varieties & Grades]: ) Wooden Flush Door Shutters (Solid Core Type) Plywood Face Panels, Grade-MR, Construction of Core- Blockboard-Non-decorative (BN), Non-Modular, Size Upto including Height of-2435 mm and Width of -1220 mm and thickness from 25 mm to upto and including 45 mm.; Grade MR, Type and Construction Non-decorative (BN), Size (Non-Modular) Upto and including (height x Width) 2440 mm x 1220 mm and thickness form 25 mm to upto and including 50 mm.; Wooden flush door shutters (solid core type), Type and construction- BN,?non- modular for size up to and including 2440mm x 1220mm x 45 mm; Grade MR, Type and Construction- Non-decorative (BN), Size (Non-Modular) Upto and including (heght x Width) 2440 mm x 1220 mm and thickness form 25 mm to upto and including 40 mm; Wooden Flush door shutters (solid core Type) part1 Plywood face panels, Grade BWP, Blockboard core, Non decorative (BN),size: Height (upto) 2440 mm x (width upto )1220mm x thickness upto including 50 mm.; Grade-MR, Construction of Core- Blockboard-Non-decorative (BN), Non-Modular, Size Upto including Height of-2440 mm and Width of -1220 mm and thickness from 25 mm to upto and including 45 mm.; NON DECORATEIVE sizes upto 1000mm Width, 2000mm Height and 40mm Thickness; Wooden Flush Door Shutters (Solid Core Type) Plywood Face Panels, Grade-MR, Construction of Core- Blockboard- Non- decorative (BN), Non-Modular, Size Upto including Height of-2435 mm and Width of -1220 mm and thickness from 25 mm to upto and including 40 mm; Wooden Flush Door Shutters (Solid Core Type) Plywood Face Panels, Grade-MR, Construction of Core- Blockboard- Non- decorative (BN), Non-Modular, Size Upto including Height of-2440 mm and Width of -1220 mm and thickness from 25 mm to upto and including 45 mm.; Wooden Flush Door Shutters (Solid Core Type) Plywood Face Panels, Grade-MR, Construction of Core- Blockboard- Non- decorative (BN), Non-Modular, Size Upto including Height of-2820 mm and Width of -1300 mm and thickness from 25 mm to upto an.... [Key Test Methods & Allied Standards]: Test Methods: Methods of Test for Wood Particle Boards and Boards from Other Lignocellulosic Materials; Door shutters - Methods of tests (Third Revision); Determination of moisture content (See IS 1708: PARTS 1 TO 18). Terminology: Windows and Pedestrian Doors Vocabulary; Timber Technology and Utilization of Wood, Bamboo and Cane - Glossary of Terms (Third Revision). Codes of Practice: Code of practice for finishing of wood and wood based materials: Part 1 Operations and workmanship; Preservation of Timber - Code of Practice (Fourth Revision). Components & Materials: Mortise locks and latches (Mechanically Operated) - Specification (first revision); Medium Density Fibre Boards of Wood and Other Lignocellulosic Materials for General Purpose - Specification ( Third Revision ); Veneered Decorative Plywood - Specification ( Fourth Revision ); Laminated veneer lumber specification; IS 303: 2024 Plywood for General Purposes - Specification (fourth revision) ( Draft Second Amendment of IS 303:2024) ( ICS 79.060.10); (+5 more)
CED | IS 2191 (Part 1):2022 | Wooden Flush Door Shutters (Cellular, Hollow and Tubular Core Type) — Specification Part 1 Plywood Face Panels ( Fifth Revision ) | Current | 2022-11-30 | 2022 |  | 05 | CED 11 - Doors, Windows And Shutter |  | Product Specification | Mandatory | 3 | 0 | 22 | IS 2191 : Part 1 : 1983 |  |  |  | https://standards.bis.gov.in/website/standard-details?encryptedId=eyJpdiI6IlNxVXdGMlFjQU1Ia1p6U0JiSFlvS3c9PSIsInZhbHVlIjoiK3EyVGx5YjlHMFovS3M2NW5ybzdUQT09IiwibWFjIjoiYjQzNjZlNjAwNThhZmU2ZTFhODI4NTRjNjJiZWJhNzg5MzRiNzg1MDViY2I2YjM4NzFlOTY3NmI0NTBhNDk0MSIsInRhZyI6IiJ9 | Current | 0 |  | Building Materials including Paints | Door and Window and its Fittings | Doors and Windows | [Title]: IS 2191 (Part 1):2022 — Wooden Flush Door Shutters (Cellular, Hollow and Tubular Core Type) — Specification Part 1 Plywood Face Panels ( Fifth Revision ). [Classification]: Under CED / CED 11 - Doors, Windows And Shutter, categorized under Building Materials including Paints > Door and Window and its Fittings > Doors and Windows, Certification: Mandatory, Type: Product Specification. [Covered Varieties & Grades]: Product Name: Wooden Flush Door Shutters (Cellular, Hollow and Tubular Core Type) Plywood Face Panels ¦ Grade: BWP ¦ Core: Tubular ¦ Type: Non-Decorative ¦ Abbreviation: TN ¦ Size: Modular (8 DS 20/ 8 DS 21/ 9 DS 20/ 9 DS 21/ 10 DS 20/ 10 DS 21) ¦ Thickness: 35mm; Wooden Flush Door Shutters - Ply wood Face Panel Grade MR, Type and Construction Tubular, Decorative (TD) Size ,Non Modular(Height x Width) upto and including 820 x 2000 mm, thickness 35mm; Wooden Flush Door Shutters, Tubular Core Type- Plywood Face Panels, Grade- BWP, Type and Construction of Core- TN, Non-Modular Size: L- 2440 mm, W- 1220 mm, T- 35.50 mm. [Key Test Methods & Allied Standards]: Test Methods: Methods of Test for Wood Particle Boards and Boards from Other Lignocellulosic Materials; Door shutters - Methods of tests (Third Revision); Determination of moisture content (See IS 1708: PARTS 1 TO 18). Terminology: Windows and Pedestrian Doors Vocabulary; Timber Technology and Utilization of Wood, Bamboo and Cane - Glossary of Terms (Third Revision). Codes of Practice: Code of practice for finishing of wood and wood based materials: Part 1 Operations and workmanship. Safety Standards: ISO 26262-1 Road vehicles Functional safety Part 1: Vocabulary. Components & Materials: Mortise locks and latches (Mechanically Operated) - Specification (first revision); Medium Density Fibre Boards of Wood and Other Lignocellulosic Materials for General Purpose - Specification ( Third Revision ); Prelaminated Medium Density Particle Boards from Wood and other Lignocellulosic Material Specification (Second Revision); Veneered Decorative Plywood - Specification ( Fourth Revision ); Laminated veneer lumber specification; (+10 more)
CED | IS 458:2021 | Precast Concrete Pipes (with and without Reinforcement) - | Current | 2021-03-31 | 2021 | 2026 | 05 | CED 53 - Cement Matrix Products |  | Product Specification | Voluntary | 701 | 0 | 24 |  |  |  | Ministry of Housing and Urban Affairs | https://standards.bis.gov.in/website/standard-details?encryptedId=eyJpdiI6InZ0UkRHd1BMN2xTUU1FajdCNkZnb3c9PSIsInZhbHVlIjoiekZWU09UZHdyZU1lU2IraWovNHFBQT09IiwibWFjIjoiOTU1YjFhM2FhNWQ5ZTgwYjg2YjE5MDVjZDM3ZGJlODU3YmQyY2U1ZjBiOWNjYzMyYmJlNzFiYjE0NDk1MWJhNyIsInRhZyI6IiJ9 | Current | 0 | Ministry of Housing and Urban Affairs | Building Materials including Paints | Cement, concrete and Allied Products | Concrete Poles, Pipes and Lined /Coated Steel Pipes | [Title]: IS 458:2021 — Precast Concrete Pipes (with and without Reinforcement) -. [Classification]: Under CED / CED 53 - Cement Matrix Products, categorized under Building Materials including Paints > Cement, concrete and Allied Products > Concrete Poles, Pipes and Lined /Coated Steel Pipes (Ministry of Housing and Urban Affairs), Certification: Voluntary, Type: Product Specification. [Covered Varieties & Grades]: 1) NP 2 CLASS 900 TO 1200mm, NP 3 CLASS 1000 TO 1200mm, NP 4 CLASS 1200mm 2) NP 3 500 TO 1800mm SPIGOT & SOCKETED JOINT(EXCEPT 800mm),NP 3 500 TO 900mm INTERNAL FLUSH JOINT 3) NP 3 CLASS 1400 TO 1800mm , spun casted for sizes:- 1) 800mm of NP3 Class, 2) 800mm of NP4 Class & 3) 900mm of NP2 , spun casted for sizes 300mm to 450mm for NP3 & NP4 Class"; NP2:150, 200, 225, 250, 300, 400, 450, 600, 700, 800, 900, 1000 & 1200 mm - PLAIN ENDED NP3: 450, 600, 800, 900, 1000 & 1200 mm - EXTERNAL FLUSH JOINT NP4: 600, 800, 900, 1000 & 1200 mm - EXTERNAL FLUSH JOINT; , spun casted for following varieties:- 1) Internal Diameter of size 150, 200mm, 250 and 300mm of NP3 Class with spigot socket end and 2) Internal diameter of size 150, 225 and 300mm of NP2 Class plain ended without collar; , 200mm, 250mm and 300mm with Spigot socket end of NP3 Class and of Internal Diameter of size 450mm and 600mm with flush joint of NP3 Class; , 600mm NP2, 900mm NP2, 300mm NP3 and 300mm NP4 for Collar Joint, 2) 450mm NP3, 600mm NP3, 700mm NP3, 800mm NP3, 900mm NP3, 1000mm NP3 and 1200mm NP3 for flush joint and 3) 450mm NP4, 600mm NP4, 700mm NP4, 800mm NP$, 900mm NP$, 1000mm NP4 and 1200mm NP4 for Flush Joint; , Reinforced, Spun Cast, Pressure rating class- NP3 and NP 4, Sizes (mm)- 150 mm, 225 mm, 300 mm, 450 mm, 500 mm, 600 mm, 700 mm, 800 mm, 900 mm, 1000 mm, 1200 mm , Flush jointed.; , Reinforced, Spun cast, NP4, Suitable for flush joint, for Sizes 600 mm,900 mm, 1000mm and 1200 mm; , Reinforced, Spun cast, NP4, Suitable for spigot and socket joint, for Sizes 150mm, 200mm, 250mm, 300mm, 350mm, 400mm, 450mm, 500mm, 600mm, 700mm, 800 mm and 900mm.; , Reinforced, Spun cast, NP3, Suitable for flush joint, for Sizes 600 mm, 900 mm, 1000mm and 1200 mm.; , Reinforced, Spun cast, NP3, Suitable for spigot and socket joint, for Sizes 150mm, 200mm, 250mm, 300mm, 350mm, 400mm, 450mm, 500mm, 600mm, 700mm and 800 mm.; , Reinforced, Spun cast, Suitable for spigot and socket joint, NP3 fo.... [Key Test Methods & Allied Standards]: Test Methods: Concrete pipes - Methods of test; Random sampling and randomization procedures (First Revision); Hardened Concrete - Methods of Test: Part 2 Properties of Hardened Concrete other than Strength: Section 3 Oxygen Permeability Index ( First Revision ). Codes of Practice: Plain and reinforced concrete - Code of practice (Fourth Revision). Components & Materials: Pulverized fuel ash - Specification: Part 1 For use as pozzolana in cement, cement mortar and concrete (Third Revision); Specificatioon for Sulphate Resisting Portland Cement; Specification for Portland pozzolana cement Part 1 Flyash based; Specification for Portland-pozzolana cement Part 2 calcined clay based; Specification for Plain Hard Drawn Steel Wire for Prestressed Concrete: Part 2 As-Drawn Wire (First Revision); (+11 more). Related Standards: Bonded Abrasive Grinding Wheels - Part 2 : Dimensions; Ordinary Portland Cement, 33 Grade; Splitting tensile strength of concrete - Method of test (First Revision)
CED | IS 269:2015 | Ordinary portland cement - Specification (Sixth Revision) | Current | 2015-12-31 | 2015 | 2025 | 06 | CED 02 - Cement And Concrete |  | Product Specification | Mandatory | 453 | 0 | 18 |  |  |  | Ministry of Housing and Urban Affairs | https://standards.bis.gov.in/website/standard-details?encryptedId=eyJpdiI6IjhKTFgxYmpRcUhQS3lhNk5qWEdwU0E9PSIsInZhbHVlIjoiMDFUTW5Bc0pKbUhhckQ1Y0ZmSDNFUT09IiwibWFjIjoiYzBiMWU1MjE2OGVjNDQwMTZjNTM3YzhiZTA4NWJkZTVjODRlZjZiZDk1YmUyYThiZDU3NjczYmQzMzRmM2ViZiIsInRhZyI6IiJ9 | Current | 0 | Ministry of Housing and Urban Affairs | Building Materials including Paints | Cement, concrete and Allied Products | Cement and its Testing | [Title]: IS 269:2015 — Ordinary portland cement - Specification (Sixth Revision). [Classification]: Under CED / CED 02 - Cement And Concrete, categorized under Building Materials including Paints > Cement, concrete and Allied Products > Cement and its Testing (Ministry of Housing and Urban Affairs), Certification: Mandatory, Type: Product Specification. [Covered Varieties & Grades]: (1) Grade- OPC 53, With performance improver and without optional test of transverse strength; (2) Grade-OPC 43, With performance improver and without optional test of transverse strength Name of the product-; Name of the product-; OPC 43 GRADE without performance improver and without optional test of transverse strength; OPC 53 GRADE without performance improver and without optional test of transverse strength; Name of the product-; , Grade 53; OPC grade 53 with Performance Improver; , Grade 43; OPC 43 Grade; OPC 53 Grade; Variety; OPC 53 Grade; , Grinding Unit), without performance improver and without optional test of transverse strength; , 53 GRADE-GRINDING UNIT; , 43 Grade; REPACKED; REPACKING -. [Key Test Methods & Allied Standards]: Test Methods: Methods of Physical Tests for Hydraulic Cement: Part 7 Determination of Compressive Strength of Masonry Cement (First Revision); Methods of Physical Tests for Hydraulic Cement - Part 13 : Measurement of Water Retentivity of Masonry Cement (First Revision); Methods of Sampling Hydraulic Cement (First revision); Method of Chemical Analysis of Hydraulic Cement (First Revision); Random sampling and randomization procedures (First Revision). Components & Materials: Textiles - Jute sacking bags for packing cement - Specification (Third Revision); Standard sand for testing cement - Specification (Second Revision)
CED | IS 1489 (Part 1) : 2015 | Portland Pozzolana Cement - Specification: Part 1 fly Ash Based (Fourth Revision) | Current | 2015-12-31 |  | 2025 | 04 | CED 02 - Cement And Concrete |  | Product Specification | Mandatory | 517 | 0 | 20 |  |  |  | Ministry of Commerce and Industry - Department for Promotion of Industry and Internal Trade (DPIIT) | https://standards.bis.gov.in/website/standard-details?encryptedId=eyJpdiI6IkJrWmZuWVJJNmdFUXVUcU1DMGlmclE9PSIsInZhbHVlIjoiKy9NZDJIekI1SE1ONGl6NkZPQk1qUT09IiwibWFjIjoiMjZkNjJhNTlhZDFmNjc1ZmE3OTU3MDQyY2EzY2RiYzUzNGZjOTE0ZTIwNjE0YTZiNTNhMWQwYjMwZTVmOWRkYSIsInRhZyI6IiJ9 | Current | 0 | Ministry of Commerce and Industry - Department for Promotion of Industry and Internal Trade (DPIIT) | Building Materials including Paints | Cement, concrete and Allied Products | Cement and its Testing | [Title]: IS 1489 (Part 1) : 2015 — Portland Pozzolana Cement - Specification: Part 1 fly Ash Based (Fourth Revision). [Classification]: Under CED / CED 02 - Cement And Concrete, categorized under Building Materials including Paints > Cement, concrete and Allied Products > Cement and its Testing (Ministry of Commerce and Industry - Department for Promotion of Industry and Internal Trade (DPIIT)), Certification: Mandatory, Type: Product Specification
CED | IS 455:2015 | Portland slag cement - Specification (fifth revision) | Current | 2015-12-31 | 2015 | 2025 | 05 | CED 02 - Cement And Concrete |  | Product Specification | Mandatory | 154 | 0 | 12 |  |  |  | Ministry of Commerce and Industry - Department for Promotion of Industry and Internal Trade (DPIIT), Ministry of Housing and Urban Affairs | https://standards.bis.gov.in/website/standard-details?encryptedId=eyJpdiI6Ik9MN1pvMEhpNHlzbllRbUFRZWgzYUE9PSIsInZhbHVlIjoiZVIvbDRrZklFUng0M3p2K1lrWU8xZz09IiwibWFjIjoiNTJjNGQwNTZiNzUwNWE4ODFkMjMwZTJiZjc1ZGY4ZTk4OWQ2ZTBhYjRmYmI0ZjUxMzA2MzVmZTViOTU5M2VkMCIsInRhZyI6IiJ9 | Current | 0 | Ministry of Commerce and Industry - Department for Promotion of Industry and Internal Trade (DPIIT), Ministry of Housing and Urban Affairs | Building Materials including Paints | Cement, concrete and Allied Products | Cement and its Testing | [Title]: IS 455:2015 — Portland slag cement - Specification (fifth revision). [Classification]: Under CED / CED 02 - Cement And Concrete, categorized under Building Materials including Paints > Cement, concrete and Allied Products > Cement and its Testing (Ministry of Commerce and Industry - Department for Promotion of Industry and Internal Trade (DPIIT), Ministry of Housing and Urban Affairs), Certification: Mandatory, Type: Product Specification. [Covered Varieties & Grades]: ; ; , without optional test of transverse strength.. [Key Test Methods & Allied Standards]: Test Methods: Method for Colorimetric analysis of Hydraulic Cement; Methods of Sampling Hydraulic Cement (First revision). Codes of Practice: RULES FOR ROUNDING OFF NUMERICAL VALUES (Second Revision). Components & Materials: MULTI-WALL PAPER SACKS FOR CEMENT- SPECIFICATION ( Second Revision ); Specification for Granulated Slag for the Manufacture Portland Slag Cement; Specification for light weight jute bags for packing cement; Specification for jute synthetic union bags for packing cement; Textiles - Jute sacking bags for packing cement - Specification (Third Revision); (+1 more). Related Standards: Ordinary Portland Cement, 33 Grade; Textiles - Woven Sacks for Packing Cement - High Density Polyethylene (HDPE)/Polypropylene (PP); Polypropylene (PP) woven sacks for packing cement
CED | IS 1489 (Part 2):2015 | Portland Pozzolana Cement - Specification: Part 2 Calcined Clay Based (Fourth Revision) | Current | 2015-10-31 | 2015 | 2025 | 04 | CED 02 - Cement And Concrete |  | Product Specification | Mandatory | 10 | 0 | 21 |  |  |  | Ministry of Commerce and Industry - Department for Promotion of Industry and Internal Trade (DPIIT) | https://standards.bis.gov.in/website/standard-details?encryptedId=eyJpdiI6InEzOHovek11cE5qeWEzT29RRFRVYkE9PSIsInZhbHVlIjoiOHlwRWh6OVJibEdRQ1FkWWhHUWxrUT09IiwibWFjIjoiYmJlZGIwYjE2Yzk1Y2MxZGU3MTJlYTY3NTUzOTMwMmZlZDBiMDFjOTY5YTM3YTliMTJhODg2Y2NmYTJiYzRjMyIsInRhZyI6IiJ9 | Current | 0 | Ministry of Commerce and Industry - Department for Promotion of Industry and Internal Trade (DPIIT) | Building Materials including Paints | Cement, concrete and Allied Products | Cement and its Testing | [Title]: IS 1489 (Part 2):2015 — Portland Pozzolana Cement - Specification: Part 2 Calcined Clay Based (Fourth Revision). [Classification]: Under CED / CED 02 - Cement And Concrete, categorized under Building Materials including Paints > Cement, concrete and Allied Products > Cement and its Testing (Ministry of Commerce and Industry - Department for Promotion of Industry and Internal Trade (DPIIT)), Certification: Mandatory, Type: Product Specification. [Covered Varieties & Grades]: ; ; Portland pozzolana cementCalcined Clay Based; Portland-; Specification for Portland-. [Key Test Methods & Allied Standards]: Test Methods: Methods of Physical Tests for Hydraulic Cement: Part 10 Determination of Drying Shrinkage (First Revision); Methods of Physical Tests for Hydraulic Cement - Part 13 : Measurement of Water Retentivity of Masonry Cement (First Revision); Hydraulic Cement - Methods of Physical Test: Part 14 Determination of False Set (First Revision); Method for Colorimetric analysis of Hydraulic Cement; Methods of Test for Pozzolanic Materials (First Revision); (+3 more). Terminology: Definitions and terminology relating to hydraulic cement First Revision of IS 4845. Components & Materials: MULTI-WALL PAPER SACKS FOR CEMENT- SPECIFICATION ( Second Revision ); Specification for light weight jute bags for packing cement; Specification for jute synthetic union bags for packing cement; Specification for Calcined Clay Pozzolana (Second Revision); Textiles - Jute sacking bags for packing cement - Specification (Third Revision); (+1 more). Related Standards: Textiles - Woven Sacks for Packing Cement - High Density Polyethylene (HDPE)/Polypropylene (PP); Fly Ash For Use As Pozzolana And Admixture; Polypropylene (PP) woven sacks for packing cement
CED | IS 3812 (Part 2):2013 | Pulverized Fuel Ash - Specification: Part 2 For use as Admixture in Cement Mortar and Concrete (Third Revision) | Current | 2013-05-31 | 2013 | 2022 | 03 | CED 02 - Cement And Concrete |  | Product Specification |  | 0 | 0 | 6 |  |  |  |  | https://standards.bis.gov.in/website/standard-details?encryptedId=eyJpdiI6IktLZ2NNcUplTElMazI3aUJpNzBsYmc9PSIsInZhbHVlIjoia0hWNkFEckFLbUlhdEwrYWdaT1VOZz09IiwibWFjIjoiMDYzOThhZWVmNTk0ZjMxZjdkNzIyYmIwZDQ2NzAwMGI4MmZiZDUxYTJjZDcwZDJhMDI5MTkzMDY1YzUyZjU0ZCIsInRhZyI6IiJ9 | Current | 0 |  | Building Materials including Paints | Cement, concrete and Allied Products | Concrete, Concrete admixrurers & additives and testing | [Title]: IS 3812 (Part 2):2013 — Pulverized Fuel Ash - Specification: Part 2 For use as Admixture in Cement Mortar and Concrete (Third Revision). [Classification]: Under CED / CED 02 - Cement And Concrete, categorized under Building Materials including Paints > Cement, concrete and Allied Products > Concrete, Concrete admixrurers & additives and testing, Type: Product Specification. [Key Test Methods & Allied Standards]: Test Methods: Methods of Test for Pozzolanic Materials (First Revision); Method of Chemical Analysis of Hydraulic Cement (First Revision); Methods of sampling fly ash. Terminology: Glossary of terms relating to pozzolana (First Revision). Codes of Practice: Structural use of unreinforced masonry - Code of practice (Third Revision); Stacking and storage of construction materials and components at site - Recommendations (Second Revision)
CED | IS 8041:2026 | Rapid Hardening Portland Cement Specification Third Revision of IS 8041 | Current | 2026-03-23 | 2026 |  | 03 | CED 02 - Cement And Concrete | 01.040.91 | Product Specification | Mandatory | 11 | 0 | 15 | IS 8041:1990 |  |  | Ministry of Consumer Affairs, Food and Public Distribution - Department of Consumer Affairs | https://standards.bis.gov.in/website/standard-details?encryptedId=eyJpdiI6InZRdlFNaEdJN2oxQ2kwTTVOeUpLOVE9PSIsInZhbHVlIjoibHZSS25nSEUvcWlPaXFtVFptL0FyQT09IiwibWFjIjoiMmU2YzQ5OTkxODViOTVkZTlkMTI2YWQwY2YwMzIxZDQyMWM1YmJlZGJiOWU1NDA2MDlmZTk1MmYwMDRjNzFmNSIsInRhZyI6IiJ9 | Current | 0 | Ministry of Consumer Affairs, Food and Public Distribution - Department of Consumer Affairs | Civil Engineering Design and Construction | Concrete structures | Special Structures | [Title]: IS 8041:2026 — Rapid Hardening Portland Cement Specification Third Revision of IS 8041. [Classification]: Under CED / CED 02 - Cement And Concrete, categorized under Civil Engineering Design and Construction > Concrete structures > Special Structures (Ministry of Consumer Affairs, Food and Public Distribution - Department of Consumer Affairs), Certification: Mandatory, Type: Product Specification. [Covered Varieties & Grades]: ; ; ; ;. [Key Test Methods & Allied Standards]: Test Methods: Methods of Physical Tests for Hydraulic Cement: Part 8 Determination of Transverse and Compressive Strength of Plastic Mortar using Prism (First Revision); Hydraulic Cement - Methods of Physical Test: Part 14 Determination of False Set (First Revision); Method for Colorimetric analysis of Hydraulic Cement; Methods of Sampling Hydraulic Cement (First revision); Method of Chemical Analysis of Hydraulic Cement (First Revision); (+1 more). Terminology: Definitions and terminology relating to hydraulic cement First Revision of IS 4845. Components & Materials: Ordinary portland cement - Specification (Sixth Revision); Amendment no. 4 to IS 11652 : 2017 Textiles - High density polyethylene (HDPE)/ polypropylene (PP) woven sacks for packaging of 50 kg cement - Specification (third revision); Standard sand for testing cement - Specification (Second Revision); MULTI-WALL PAPER SACKS FOR CEMENT- SPECIFICATION ( Second Revision )
CED | IS 8043:2026 | Hydrophobic Portland Cement Specification Third Revision of IS 8043 | Current | 2026-03-23 | 2026 |  | 03 | CED 02 - Cement And Concrete | 01.040.91 | Product Specification |  | 0 | 0 | 11 | IS 8043:1991 |  |  | Ministry of Consumer Affairs, Food and Public Distribution - Department of Consumer Affairs | https://standards.bis.gov.in/website/standard-details?encryptedId=eyJpdiI6IjA4bmllUkMwNlplbkVCY3RqS3I3TWc9PSIsInZhbHVlIjoiRzBiakQrS2pOVmoxTHUvZDFLWUxWQT09IiwibWFjIjoiZWYxMDYyOWQwZmRiY2FhZWYzOWY5YWI0MzJmYmNmY2MwYzcyOTJmNjU2Mjg5ODI4ZDYwYWNhMTA3MGQ0ZGM4OCIsInRhZyI6IiJ9 | Current | 0 | Ministry of Consumer Affairs, Food and Public Distribution - Department of Consumer Affairs | Civil Engineering Design and Construction | Concrete structures | Special Structures | [Title]: IS 8043:2026 — Hydrophobic Portland Cement Specification Third Revision of IS 8043. [Classification]: Under CED / CED 02 - Cement And Concrete, categorized under Civil Engineering Design and Construction > Concrete structures > Special Structures (Ministry of Consumer Affairs, Food and Public Distribution - Department of Consumer Affairs), Type: Product Specification. [Key Test Methods & Allied Standards]: Test Methods: Methods of Physical Tests for Hydraulic Cement: Part 8 Determination of Transverse and Compressive Strength of Plastic Mortar using Prism (First Revision); Random sampling and randomization procedures (First Revision). Terminology: Definitions and terminology relating to hydraulic cement First Revision of IS 4845. Components & Materials: Ordinary portland cement - Specification (Sixth Revision); Amendment no. 4 to IS 11652 : 2017 Textiles - High density polyethylene (HDPE)/ polypropylene (PP) woven sacks for packaging of 50 kg cement - Specification (third revision); Specification for Granulated Slag for the Manufacture Portland Slag Cement; Specification for the national flag of India (cotton khadi) (second revision); Portland Cement Clinker - Specification; (+1 more)
CED | IS 3466:2026 | Masonry cement - Specification | Current | 2026-03-20 | 2026 |  | 03 | CED 02 - Cement And Concrete | 91.100.30 | Product Specification |  | 11 | 0 | 0 | IS 3466:1988 |  |  | Ministry of Consumer Affairs, Food and Public Distribution - Department of Food and Public Distribution | https://standards.bis.gov.in/website/standard-details?encryptedId=eyJpdiI6ImNaa1FwQmRVZ0xmUTVmZTJIWFJ5cHc9PSIsInZhbHVlIjoiRTJIblIrRHd1NlhDS0xsL1U3RVcyQT09IiwibWFjIjoiNmI0ZjhjNGNkMGVjODFmMTViMjZhYzEyNjk0MjRhNWFkZTU0NmUxNmRiZjU4NDU2NmFmMmE5YjU5MDNjZGFmMyIsInRhZyI6IiJ9 | Current | 0 | Ministry of Consumer Affairs, Food and Public Distribution - Department of Food and Public Distribution | Civil Engineering Design and Construction | Concrete structures | Special Structures | [Title]: IS 3466:2026 — Masonry cement - Specification. [Classification]: Under CED / CED 02 - Cement And Concrete, categorized under Civil Engineering Design and Construction > Concrete structures > Special Structures (Ministry of Consumer Affairs, Food and Public Distribution - Department of Food and Public Distribution), Type: Product Specification. [Covered Varieties & Grades]: Grade; ; ; ;
CED | IS 16172:2023 | Reinforcement Couplers for Mechanical Splices of Steel Bars in Concrete - Specification (First Revision) | Current | 2023-11-17 | 2023 |  | 01 | CED 54 - Concrete Reinforcement |  | Product Specification | Voluntary | 19 | 0 | 8 | IS 16172 : 2014 |  |  |  | https://standards.bis.gov.in/website/standard-details?encryptedId=eyJpdiI6Ijd1SS9GMDlUemVHQkh1d2ZSSElvaWc9PSIsInZhbHVlIjoiaTlpYjVyTkZVaHdzd3c3emhLVW1hdz09IiwibWFjIjoiNjUzZDBiMjE4MjUzNTgxOWI0YTVkZmE3NTMwMDMxYzIzMTE1OWM1MzAwYjYxZWY2MjAxMzRmMDRkY2UyYzM3NyIsInRhZyI6IiJ9 | Current | 0 |  | Metals, Alloys and Metal Products (including Steel Products) | Steel Products for Concrete Reinforcement | Steel Reinforcement for Reinforced and Prestressed Concrete Constructions | [Title]: IS 16172:2023 — Reinforcement Couplers for Mechanical Splices of Steel Bars in Concrete - Specification (First Revision). [Classification]: Under CED / CED 54 - Concrete Reinforcement, categorized under Metals, Alloys and Metal Products (including Steel Products) > Steel Products for Concrete Reinforcement > Steel Reinforcement for Reinforced and Prestressed Concrete Constructions, Certification: Voluntary, Type: Product Specification. [Covered Varieties & Grades]: (1) Name of the product - Reinforcement Couplers for Mechanical Splices of Steel Bars in Concrete (2). Type of Reinforcement Coupler - Parallel Threaded Couplers (3). Class of Coupler- H (4). Strength Grade of TMT Bar to be Spliced with Coupler - Fe 550D, Fe 550, Fe 500D, Fe 500, Fe 415D, Fe 415 (5). Nominal Size - Upto and Including 40 mm; (1) Name of the product - Reinforcement Couplers for Mechanical Splices of Steel Bars in Concrete (2). Type of Reinforcement Coupler - Upset Parallel Threaded Couplers (3). Class of Coupler- H (4). Strength Grade of TMT Bar to be Spliced with Coupler - Fe 550D, Fe 550, Fe 500D, Fe 500, Fe 415D, Fe 415 (5). Nominal Size - Upto and Including 40 mm; Name of the product - Reinforcement Couplers for Mechanical Splices of Steel Bars in Concrete , Type of Reinforcement Coupler - Upset Parallel Threaded Couplers , Class of Coupler - H , Strength Grade of TMT Bar to be Spliced With Coupler - Fe 415, Fe 415D, FEe 415S, Fe 500, Fe 500D, Fe 500S, Fe 550, Fe 550D, Nominal Size (mm)- 16,20,25,28,32; Name of the product: Reinforcement Couplers for Mechanical Splices of Steel Bars in Concrete, Type of Reinforcement Coupler: Upset Parallel Threaded Couplers, Class of Coupler: Class H, Strength Grade of TMT Bar to be Spliced with Coupler: Strength grade upto and including Fe550D, Nominal Size: Upto and including 40 mm.; Product- Reinforcement Couplers for Mechanical Splices of Steel Bars in Concrete, Type of Reinforcement Coupler - Upset Parallel Threaded couplers, Class of Coupler- H, Strength Grade of TMT Bar to be Spliced with Coupler- Fe 550D, Nominal Size: 16 mm, 20 mm, 25 mm, 28 mm, 32 mm; Reinforcement Couplers for Mechanical Splices of Steel Bars in Concrete, Type of Reinforcement Coupler-Upset Parallel Threaded Couplers, Class of Coupler: H, Strength Grade of TMT Bar to be Spliced with Coupler- FE550D, Nominal Size: Upto and Including 40 mm.; Reinforcement Couplers for Mechanical Splices of Steel bars in concrete, Type of Reinforcem.... [Key Test Methods & Allied Standards]: Test Methods: Random sampling and randomization procedures (First Revision); Air Filters for general ventilation Part 3 Determination of the gravimetric efficiency and the air flow resistance versus the mass of test dust captured. Components & Materials: High Strength Deformed Steel Bars and Wires for Concrete Reinforcement - Specification (Fourth Revision); Stainless Steel Neti Pot Specification; Soy Dahi (Non-Dairy Product) - Specification
CED | IS 8042:2015 | White Portland Cement - Specification (Third Revision) | Current | 2015-12-31 | 2015 | 2025 | 03 | CED 02 - Cement And Concrete |  | Product Specification | Mandatory | 14 | 0 | 24 |  |  |  | Ministry of Commerce and Industry - Department for Promotion of Industry and Internal Trade (DPIIT) | https://standards.bis.gov.in/website/standard-details?encryptedId=eyJpdiI6IktCOXlPcXk5WHFxMzk4WHBaVkhOakE9PSIsInZhbHVlIjoiaWZWb04zWmg3aVVLOERCZkZhTXF3QT09IiwibWFjIjoiMjgwOTQ0NWU0MTRhZDNmMWE3ODU4NjkzM2VjYjAwODg2NWMzMjcwODEzZGIwYmQ1NGFmOWQwYmEwNDZhNTc0MiIsInRhZyI6IiJ9 | Current | 0 | Ministry of Commerce and Industry - Department for Promotion of Industry and Internal Trade (DPIIT) | Building Materials including Paints | Cement, concrete and Allied Products | Cement and its Testing | [Title]: IS 8042:2015 — White Portland Cement - Specification (Third Revision). [Classification]: Under CED / CED 02 - Cement And Concrete, categorized under Building Materials including Paints > Cement, concrete and Allied Products > Cement and its Testing (Ministry of Commerce and Industry - Department for Promotion of Industry and Internal Trade (DPIIT)), Certification: Mandatory, Type: Product Specification. [Covered Varieties & Grades]: ; ; ; ; ;. [Key Test Methods & Allied Standards]: Test Methods: Methods of Physical Tests for Hydraulic Cement: Part 7 Determination of Compressive Strength of Masonry Cement (First Revision); Methods of Physical Tests for Hydraulic Cement - Part 13 : Measurement of Water Retentivity of Masonry Cement (First Revision); Method for Colorimetric analysis of Hydraulic Cement; Method of Chemical Analysis of Hydraulic Cement (First Revision); Random sampling and randomization procedures (First Revision). Terminology: Definitions and terminology relating to hydraulic cement First Revision of IS 4845. Components & Materials: MULTI-WALL PAPER SACKS FOR CEMENT- SPECIFICATION ( Second Revision ); Specification for light weight jute bags for packing cement; Specification for jute synthetic union bags for packing cement; Textiles - Jute sacking bags for packing cement - Specification (Third Revision). Related Standards: Ordinary Portland Cement, 33 Grade; Textiles - Woven Sacks for Packing Cement - High Density Polyethylene (HDPE)/Polypropylene (PP); Polypropylene (PP) woven sacks for packing cement
CED | IS 1786:2008 | High Strength Deformed Steel Bars and Wires for Concrete Reinforcement - Specification (Fourth Revision) | Current | 2008-05-31 | 2008 | 2023 | 04 | CED 54 - Concrete Reinforcement |  | Product Specification | Mandatory | 567 | 0 | 1 | IS 1139 : 1966 |  |  |  | https://standards.bis.gov.in/website/standard-details?encryptedId=eyJpdiI6InNhNnYycE4veWovVndvelNkbUJUSXc9PSIsInZhbHVlIjoidlVuM0RBaXNicmFrclZWSXByUUNTdz09IiwibWFjIjoiMDA1ZTE2ZDIwYjQyYWY2Nzc3Mjc1NjYwMTA5YzJhOGYzODQwYTlmM2EzZTQxNTQzOWQwNTRmZjk3MzFkZGFkMyIsInRhZyI6IiJ9 | Current | 0 |  | Civil Engineering Design and Construction | Steel and Aluminium Structures | Structural sections in steel | [Title]: IS 1786:2008 — High Strength Deformed Steel Bars and Wires for Concrete Reinforcement - Specification (Fourth Revision). [Classification]: Under CED / CED 54 - Concrete Reinforcement, categorized under Civil Engineering Design and Construction > Steel and Aluminium Structures > Structural sections in steel, Certification: Mandatory, Type: Product Specification. [Covered Varieties & Grades]: Grade Fe 550 and Fe 550D, Sizes- 8 mm, 10 mm, 12 mm, 16 mm, 20 mm, 25 mm, 28 mm, 32 mm; Grade: Fe 500 and Fe 500D, Sizes - Sizes- 8 mm, 10 mm, 12 mm, 16 mm, 20 mm, 25 mm, 28 mm, 32 mm,; Grade-Fe 550/Fe 550D,Nominal Sizes- 8 mm, 10 mm, 12 mm, 16 mm, 20 mm, 25 mm,32 mm.; Grade-Fe 550/Fe 550D, Nominal Sizes- 8 mm, 10 mm, 12 mm, 16 mm, 20 mm, 25 mm; ,Fe415D,Fe500 and Fe 500D,Size 8mm to 32mm; HSD Steel Bars (TMT) of Grade Fe 500 and Fe 500D and Sizes from 8 mm up to and including 20 mm; High strength deformed steel bars (TMT), Grade Fe 600, Sizes 8mm to 32mm; HSD Bars (TMT) , Fe 550 and Fe 550D, Size 8mm to 32mm; HSD Bar of Size from 08 mm up to and Including 32 mm for Grade Fe - 500, Fe - 500D, Fe - 550, Fe - 550D, ; High Strength Deformed (TMT) , Fe550 and Fe550D, for size 8mm to 32mm; High Strength Deformed Steel ( TMT) bars of Grade Fe 500 and Size 25mm; Grade- Fe 500, Nominal Size- 32mm.; Grade Fe 415 Nominal size ranges from 8 mm to 16 mm, Fe 500, 8 mm to 20 ; ,Grade Fe500,Fe500D,Fe 500S,Fe 550,Fe 550D,nominal size 8 mm,10mm,12mm,16mm,20mm,25 mm.; , size 8mm to 32mm , Fe415D, Fe550 & Fe550D; (THERMO MECHANICALLY TREATED) OF SIZES 8mm TO 25mm DIA,GRADE FE 415(EXCEPT 18mm AND 22mm) ; IS 1786:2008; H S D STEEL BARS FOR CONCRETE REINFORCEMENT (TMT PROCESS) FOR GRADE Fe 415 & Fe500 FOR SIZES FROM 8 mm TO 32 mm.; 8 mm to 32 mm size, grade Fe 550 and Fe 550 D; Product -, Grade- Fe 500/Fe 500D/Fe 500S/Fe 550/Fe550D, Nominal?Size- 8 mm, 10 mm, 12 mm, 16 mm, 20 mm, 25 mm, 28 mm, 32 mm; , Fe550 & Fe550D , 500S and Fe415S. [Key Test Methods & Allied Standards]: Test Methods: Mechanical testing of metals - Tensile Testing
CED | IS 6452:2026 | High Alumina Cement for Structural Use - Specification (Second Revision) | Current | 2026-07-21 | 2026 |  | 02 | CED 02 - Cement And Concrete | 91.100.30 | Product Specification | Mandatory | 1 | 0 | 0 | IS 6452:1989 |  |  | Ministry of Consumer Affairs, Food and Public Distribution - Department of Consumer Affairs | https://standards.bis.gov.in/website/standard-details?encryptedId=eyJpdiI6IjlqaHZ3bnJ5L1JHT0dENHM1MnJxanc9PSIsInZhbHVlIjoia291NTFqZVJUbHNlc0lNa0F3V20wUT09IiwibWFjIjoiZTkzMjJiYzY5MGMxZmU5NDA2ZGIzZTFiZTNhMmUxMDJiNzAxYzhlMDMwOTY2MmU3NjYzOWM2YzlhOWQ3NmU0ZCIsInRhZyI6IiJ9 | Current | 0 | Ministry of Consumer Affairs, Food and Public Distribution - Department of Consumer Affairs | Civil Engineering Design and Construction | Concrete structures | Special Structures | [Title]: IS 6452:2026 — High Alumina Cement for Structural Use - Specification (Second Revision). [Classification]: Under CED / CED 02 - Cement And Concrete, categorized under Civil Engineering Design and Construction > Concrete structures > Special Structures (Ministry of Consumer Affairs, Food and Public Distribution - Department of Consumer Affairs), Certification: Mandatory, Type: Product Specification
CED | IS 3564:2025 | Hydraulically Regulated Door Closers - Specification Fifth Revision of IS 3564 Amalgamating IS 14912 | Current | 2025-11-20 | 2025 |  | 05 | CED 15 - Builder's Hardware | 91.190 | Product Specification | Mandatory | 35 | 0 | 3 | IS 3564:1995,IS 14912:2001 |  |  | Ministry of Housing and Urban Affairs | https://standards.bis.gov.in/website/standard-details?encryptedId=eyJpdiI6Ikg3VS9kd2NHUjdROUIreFRUOEVQTGc9PSIsInZhbHVlIjoiZ1ZheTRYVGdiRVg3WWE5c1FhTFFhUT09IiwibWFjIjoiNDBjYzcwZTAzNDc2MTNmYzVjNjkxZjljY2JmNzNhN2U3Zjg2MTQxYTgxYzZlZTI0YjViM2EwYzRmNTE4OWY0NyIsInRhZyI6IiJ9 | Current | 0 | Ministry of Housing and Urban Affairs | Building Materials including Paints | Door and Window and its Fittings | Doors and Windows | [Title]: IS 3564:2025 — Hydraulically Regulated Door Closers - Specification Fifth Revision of IS 3564 Amalgamating IS 14912. [Classification]: Under CED / CED 15 - Builder's Hardware, categorized under Building Materials including Paints > Door and Window and its Fittings > Doors and Windows (Ministry of Housing and Urban Affairs), Certification: Mandatory, Type: Product Specification. [Covered Varieties & Grades]: Hydraulically regulated door closers ,Tubular type surfacemounted door closers ,not suitable for barrier free doors,classification code ,351011,35(2to3)011,354011.; Hydraulically regulated door closers ,Tubular type surfacemounted door closers ,not suitable for barrier free doors,classification code 35(2 to 3)011,354011.; Hydraulically regulated door closers ,Tubular type surfacemounted door closers ,not suitable for barrier free doors,classification code 35(2,3)011,354011; Hydraulically regulated door closers ,Tubular type surfacemounted door closers ,not suitable for barrier free doors,classification code 351011,35(2 to 3)011,354011.; Hydraulically regulated door closers ,Tubular type surfacemounted door closers ,not suitable for barrier free doors,classification code 351011,35(2,3)011,354011; Hydraulically regulated door closers ,Tubular type surfacemounted door closers ,not suitable for barrier free doors,classification code 351011,35(2,3)011,354011.; Hydraulically regulated door closers ,Tubular type surfacemounted door closers ,not suitable for barrier free doors,classification code 354011.; Universal Door Closer ,Type- B for the designations 1,2 and 3 as per IS 3564 :1995.; Universal,Type-A,B and C for the designations 1,2 and 3under simlified procedure as per IS 3564. [Key Test Methods & Allied Standards]: Test Methods: Random sampling and randomization procedures (First Revision). Codes of Practice: Corrosion Tests in Artificial Atmospheres - Salt Spray Tests (second revision). Components & Materials: Fire Doors and Doorsets - Specification (first revision)
CED | IS 1328:2025 | Veneered Decorative Plywood - Specification ( Fourth Revision ) | Current | 2025-06-13 | 2025 | 2026 | 04 | CED 20 - Wood And Other Lignocellulosic Products |  | Product Specification | Mandatory | 53 | 0 | 5 | IS 1328 : 1996, IS 7316 : 1974 |  |  | Ministry of Housing and Urban Affairs | https://standards.bis.gov.in/website/standard-details?encryptedId=eyJpdiI6Im9sNVZ4dUJpMk5LeitNMEwwOVoxZUE9PSIsInZhbHVlIjoieTV2WEdPNXVjeFlhMkk1aHhNNFpLQT09IiwibWFjIjoiMjFmOTYxMTJmYzRmMGY4YTZmY2I3NjI5ZjFjNjMxOTRlYjExOTNjYWZjYjIzZTU0NzljMjQ5ZWYzNTlkMDI2NyIsInRhZyI6IiJ9 | Current | 0 | Ministry of Housing and Urban Affairs | Building Materials including Paints | Timber, Wood and Wood Products | Plywood, Veneers, Laminates & Adhesives | [Title]: IS 1328:2025 — Veneered Decorative Plywood - Specification ( Fourth Revision ). [Classification]: Under CED / CED 20 - Wood And Other Lignocellulosic Products, categorized under Building Materials including Paints > Timber, Wood and Wood Products > Plywood, Veneers, Laminates & Adhesives (Ministry of Housing and Urban Affairs), Certification: Mandatory, Type: Product Specification. [Covered Varieties & Grades]: (1). Name of the product - Veneered Decorative Plywood. (2).Grade - MR(3) Type 1 and Type 2 (4). Thickness - Upto and including 25mm (5) Formaldehyde Class- E1 and E2 (6). Steady-State FormaldehydeEmission test - without; Grade - MR & BWR, Type -1 and Type 2, Formaldehyde Class - E1, Thickness- up to and including 25mm, without Steady-State Formaldehyde Emission test; Grade MR and BWR, Formaldehyde Class- E1 and E2, Thicknessupto and including -19 mm, Type 1 and Type 2, without optional test forSteady-State Formaldehyde Emission test; Grade MR and BWR, Formaldehyde Class- E1 and E2, Thicknessupto and including -25 mm, Type 1 and Type 2, without optional test forSteady-State Formaldehyde Emission test; Grade- MR and BWR, Formaldehyde Class- E1 and E2, Thicknessupto and including -25 mm, Type 1 and Type 2, without optional test forSteady-State Formaldehyde Emission test; (a) Veneered Decorative Plywood, Grade- MR, Type -1 and Type 2, Formaldehyde Class E1, Thickness-Thickness upto and including -4 mm, without Steady-State Formaldehyde Emission test (optional test) (b) Veneered Decorative Plywood, Grade- BWR, Type -1 and Type 2, Formaldehyde Class E1, Thickness-Thickness upto and including -4 mm, without Steady-State Formaldehyde Emission test (optional test); TYPE 1 & 2 UPTO & INCLUDING 2400 MM X 1200 MM X 19MM; Type 1 and Type 2, Adhesive Grade: MR, Sizeupto and including 3050mm X 1220mm X 19 mm; Veneered Decorative Plywood, Grade - BWR, Type- 1 and Type-2, Thickness- up to and including 19mm, Formaldehyde Class- E1/E2,Without Steady-State Formaldehyde Emission test.; Veneered Decorative Plywood, Grade - MR and BWR, Type- 1 andType- 2, Thickness- up to and including 19mm, Formaldehyde Class- E2,Without Steady-State Formaldehyde Emission test.; Veneered Decorative Plywood, Grade - MR and BWR, Type- 1,Thickness- up to and including 19mm, Formaldehyde Class- E2, WithoutSteady-State Formaldehyde Emission test.; Veneered Decorative Plywood, Type 1 and Type 2, Grade BW.... [Key Test Methods & Allied Standards]: Test Methods: Method for Determination of Formaldehyde Content in Wood-Based Panels by Extraction Method Called Perforator Method ( First Revision ); Methods of test for plywood; Random sampling and randomization procedures (First Revision); Wood based panels - Determination of formaldehyde release: Part 1 formaldehyde emission by the 1 - Cubic - Metre chamber method. Related Standards: Resistance Spot Welding Part 2 Electrode Holders - Morse Taper Fixing (First Revision of IS 4972)
CED | IS 903:2025 | Fire Hose Delivery Couplings, Branch Pipe, Nozzles and Nozzle Spanner - Specification (Fifth Revision) | Current | 2025-03-25 | 2025 |  | 05 | CED 22 - Fire Fighting |  | Product Specification | Voluntary | 55 | 0 | 9 | IS 903 : 1993 |  |  |  | https://standards.bis.gov.in/website/standard-details?encryptedId=eyJpdiI6IjJBL0ZsbmREN0lLUmxZV0RsQ2RNZGc9PSIsInZhbHVlIjoiQlhTcmgzWmhaNk5VdjhCbjJ0TXJFQT09IiwibWFjIjoiZWEzM2YxOWIzODIyMmY0ZDAwYzQ2NjE0ZDZkYTA4YzBjMjg1NDJhYTJiZTM4MjM1NDJiMWVjZjViYmY4ZmM1ZiIsInRhZyI6IiJ9 | Current | 0 |  | Fire Fighting Equipments and Accessories | Fire Extinguishers, equipments , units and accessories | Fire Fighting Extinguishers & Equipment | [Title]: IS 903:2025 — Fire Hose Delivery Couplings, Branch Pipe, Nozzles and Nozzle Spanner - Specification (Fifth Revision). [Classification]: Under CED / CED 22 - Fire Fighting, categorized under Fire Fighting Equipments and Accessories > Fire Extinguishers, equipments , units and accessories > Fire Fighting Extinguishers & Equipment, Certification: Voluntary, Type: Product Specification. [Covered Varieties & Grades]: 63mm, LTB-2 Body material, ,SS Grade-1 63mm , ; FIRE HOUSE DELIVERY COUPLINGS, , NOZZLE (LEADED TIN BRONZE), SIZE 63MM Stainless Steel size 63mm , ; Fire Hose Delivery Coupling of size 63mm, ; Fire Hose Delivery Coupling of size 63mm, ; Fire Hose Delivery Couplings made of Stainless Steel : 63 mm and 70mm,,Nozzle: 20 mm; Fire Hose Delivery Cupling,size 63mm, material-Grade LTB2 of IS 318 & GRade 1 of IS 3444. 1. 63MM(ALUMINIMUM, ALLOY,DESIGRATION 4600 OF IS 617) 2. 70MM (COPPER ALLOY,GRADE LTB2 OF 318) 3. 70MM (STAINLESS STEEL,GRADE 1 OF IS 3444); Fire Hose delivery couplings 38 mm,50 mm,63mm,70 mm, ; Fire Hose delivery couplings of size 63mm, ; Name of the product Fire hose delivery couplings/ , Size Fire hose delivery couplings 63; Product- Fire Hose Delivery Couplings, , Nozzles And Nozzle Spanner for the varieties Fire Hose Delivery Coupling of size 63mm, ; Name of the product: Fire hose delivery couplings/ , Sizes: Fire hose delivery couplings - 38 mm, 50 mm, 63 mm and 70 mm, , Nozzles - 20 mm. [Key Test Methods & Allied Standards]: Components & Materials: Naval brass rods and sections for machining purposes - Specification (Third Revision); Specification for leaded brass ingots and casting (Second Revision); Specification for high tensile brass ingots and castings (Second Revision); Specification for leaded tin bronze ingots and castings (Second Revision); Corrosion resistant high alloy steel and nickel base castings for general applications - Specification (Third Revision); (+4 more)
CED | IS 2556 (Part 3):2024 | Vitreous China Sanitary Appliances - Specification Part 3 Specific Requirements of Squatting Pans (sixth revision) | Current | 2024-10-17 | 2024 |  | 06 | CED 03 - Sanitary Appliances And Water Fittings |  | Product Specification | Voluntary | 20 | 0 | 5 | IS 2556 : Part 3 : 2004 |  |  |  | https://standards.bis.gov.in/website/standard-details?encryptedId=eyJpdiI6IkVuU3hqOTBILzBHNUJ1SnpFcit3OUE9PSIsInZhbHVlIjoiRHZQS2toeURIVmcvSkFsb3hIa0Rrdz09IiwibWFjIjoiNjViOTM2NGQ2ODM1NjJhMzI0MTYzMWNlOTA3ZDM2YmRiNDNkOGVmZTViMzM2MTA0ZGMwZWJiMDQwMDY5ZWZkNCIsInRhZyI6IiJ9 | Current | 0 |  | Civil Engineering Design and Construction | Water supply, drainage and sanitation | Waste water handling and related issues | [Title]: IS 2556 (Part 3):2024 — Vitreous China Sanitary Appliances - Specification Part 3 Specific Requirements of Squatting Pans (sixth revision). [Classification]: Under CED / CED 03 - Sanitary Appliances And Water Fittings, categorized under Civil Engineering Design and Construction > Water supply, drainage and sanitation > Waste water handling and related issues, Certification: Voluntary, Type: Product Specification. [Covered Varieties & Grades]: 580X440mm orissa pattern; Orissa Pattern, Size- 580mm x 440mm; Orissa Pattern, Size- 580mm x 440mm without additional requirements for Water Efficiency; Squatting Pan- Orissa Pattern, size- 580 X 440 mm; VITREOUS SANITARY APPLIANCES (VITREOUS CHINA) SQUATTING PANS, (ORISSA PATTERN); VITREOUS SANITARY APPLIANCES (VITREOUS CHINA) FOR WATER CLOSETS OF PATTER-4, SQUATTING PANS OF ORISSA PATTERN SIZE 580X440MM, WASH BASINS (FLAT BACK) WITH PEDESTRAL OF SIZE:450X300MM & 550X400MM, LABORATORY SINKS-SIZE OF 450X300X150MM, URINALS (FLAT BACK, WITHOUT FLUSHING RIM) OF SIZE:590X375X390 & P-TRAPS FOR SQUATTING PAN (ORRISA PATTERN) AS PER IS 2556(PT2,3,4,5,6&7 RESPECTIVELY):1994&1995; VITREOUS SANITARY APPLIANCES (VITREOUS CHINA), WASH DOWN WATER CLOSETS AS PER IS 2556(PART 2), S-TRAP; SQUATTING PAN ORISSA PATTERN; WASH BASIN, FLAT BACK TYPE; URINAL, FLAT BACK LARGE BOWL WASH BASIN, FLAT BACK TYPE AS PER IS 2556(PART-4) : 2004; VITREOUS SANITARY APPLIANCES (VITREOUS CHINA), SQUATTING PANS, (ORISSA PATTERN); Vitreous China Sanitary Appliances- Part 3 - Squatting Pans, Pattern-Orissa, Size: 580 x 440 mm and 630 x 450 mm, Without additional requirements for Water Efficiency; Vitreous Sanitary Appliances(Vitreom China) Squatting Pans, Orissa Pattern Size: 580x440mm and P-trap for orissa squatting Pans; Vitreous Sanitary appliances (Vitreous China)- Squatting Pans, (Orissa pattern); Vitreous Sanitary appliances (Vitreous China)- 1. Squatting Pan Orissa pattern as per IS 2556 (Part-3) 2004, Wash down water closets, S-trap as per IS 2556(Part-2):2004 Wash Basin (Flat Back as per IS 2556 (Part 4):2004, Small Flat Back Urinal with Flushing Rim (Bowl) as per IS 2556(Part 6):2004. [Key Test Methods & Allied Standards]: Test Methods: Methods for sampling of vitreous and fire clay sanitary appliances (Second Revision). Terminology: Ergonomics of human-system Interaction Part 302: Terminology for electronic visual displays ISO 9241-302. Components & Materials: Vitreous sanitary appliances (Vitreous China) - Specification: Part 7 Specific requirements of accessories for sanitary appliances (third revision); Geometrical product specifications (GPS) - General concepts: Part 1 Model for geometrical specification and verification
CED | IS 2556 (Part 2):2024 | Vitreous China Sanitary Appliances - Specification Part 2 Specific Requirements of Washdown Water Closets (sixth revision) | Current | 2024-06-04 | 2024 |  | 06 | CED 03 - Sanitary Appliances And Water Fittings |  | Product Specification | Voluntary | 16 | 0 | 5 | IS 2556 : Part 2 : 2004 |  |  |  | https://standards.bis.gov.in/website/standard-details?encryptedId=eyJpdiI6IjhTaUpxOVZJZTRXaW9RbUVBSUlnOGc9PSIsInZhbHVlIjoiazZrZUlJMjczSlgrRW8xY2NaWjAydz09IiwibWFjIjoiODRjODA0M2Q3MDA4N2NjOGUzODk4YjE2Yzc4MjQzZGViMDdmNGQ4ZTAyMzQ4OTBhNjIzNDMwODE2YzY3MjgxZSIsInRhZyI6IiJ9 | Current | 0 |  | Building Materials including Paints | Sanitary Appliances, Tanks and Water Fittings | Sanitary Appliances and Accessories | [Title]: IS 2556 (Part 2):2024 — Vitreous China Sanitary Appliances - Specification Part 2 Specific Requirements of Washdown Water Closets (sixth revision). [Classification]: Under CED / CED 03 - Sanitary Appliances And Water Fittings, categorized under Building Materials including Paints > Sanitary Appliances, Tanks and Water Fittings > Sanitary Appliances and Accessories, Certification: Voluntary, Type: Product Specification. [Key Test Methods & Allied Standards]: Test Methods: Methods for sampling of vitreous and fire clay sanitary appliances (Second Revision). Terminology: Ergonomics of human-system Interaction Part 302: Terminology for electronic visual displays ISO 9241-302. Components & Materials: Geometrical product specifications (GPS) - General concepts: Part 1 Model for geometrical specification and verification; Point of use (PoU) water purification system for arsenic reduction - Specification
CED | IS 656:2023 | Logs for Plywood - Specification (Fourth Revision) | Current | 2024-01-09 | 2023 |  | 04 | CED 09 - Timber And Timber Stores |  | Product Specification |  | 0 | 0 | 18 | IS 656 : 1988 |  |  |  | https://standards.bis.gov.in/website/standard-details?encryptedId=eyJpdiI6InFtTDh3bHVheHBkY2Q1cGV0MGtsalE9PSIsInZhbHVlIjoiSC9kc1BDRHZsS0dTRUF1VXkwWVdCQT09IiwibWFjIjoiM2IxNzg4YzU0ZjRiNjU1MTU0YjVmYWFiZDc1ZTZhNmY4NjkxYmE0ZGVhMGEzMzM2YWNhY2E4ZDViYWMwNzE4NCIsInRhZyI6IiJ9 | Current | 0 |  | Building Materials including Paints | Timber, Wood and Wood Products | Timber, Bamboo and their engineering | [Title]: IS 656:2023 — Logs for Plywood - Specification (Fourth Revision). [Classification]: Under CED / CED 09 - Timber And Timber Stores, categorized under Building Materials including Paints > Timber, Wood and Wood Products > Timber, Bamboo and their engineering, Type: Product Specification. [Key Test Methods & Allied Standards]: Test Methods: Recommendations for Renewable Energy and Hybrid Systems for Rural Electrification Part 8 Selection of batteries and battery management systems for stand-alone Section 1 electrification systems Specific case of automotive flooded lead-acid batteries available in developing countries. Terminology: Timber Technology and Utilization of Wood, Bamboo and Cane - Glossary of Terms (Third Revision). Codes of Practice: Seasoning of Timber - Code of practice (Second Revision); Preservation of Timber - Code of Practice (Fourth Revision); Geometrical product specifications (GPS) -- Filtration : Part 62 Linear areal filters: spline filters. Components & Materials: Plywood Tea-Chests - Specification: Part 2 Plywood (Sixth Revision); Structural plywood - Specification (First Revision); Veneered Decorative Plywood - Specification ( Fourth Revision ); Museum plywood - Specification; Block boards - Specification (Fourth Revision) Amendment No - 3; (+8 more)
CED | IS 2202 (Part 2):2022 | Wooden Flush Door Shutters (Solid Core Type) — Specification Part 2 Particle Board, High Density Fibre Board,Medium Density Fibre Board and Fibre Hardboard Face Panels ( Fourth Revision ) | Current | 2022-11-30 | 2022 |  | 04 | CED 11 - Doors, Windows And Shutter |  | Product Specification | Mandatory | 17 | 0 | 20 | IS 2202 : Part 2 : 1983 |  |  |  | https://standards.bis.gov.in/website/standard-details?encryptedId=eyJpdiI6IktnU2cxZ2NKVk52K1M1azk1dGp4bnc9PSIsInZhbHVlIjoiMnphWlh2d0dMb1UxbjcxMklRVGdoZz09IiwibWFjIjoiMzI0ZDlkNzM0NDM2YzI4MjFkYzgyMjEyNjY4ZWYzMzUyMGNhNzBjMjk4ZTFkMmFmYzgwZThiN2ZjM2Y0NzNkOSIsInRhZyI6IiJ9 | Current | 0 |  | Building Materials including Paints | Door and Window and its Fittings | Doors and Windows | [Title]: IS 2202 (Part 2):2022 — Wooden Flush Door Shutters (Solid Core Type) — Specification Part 2 Particle Board, High Density Fibre Board,Medium Density Fibre Board and Fibre Hardboard Face Panels ( Fourth Revision ). [Classification]: Under CED / CED 11 - Doors, Windows And Shutter, categorized under Building Materials including Paints > Door and Window and its Fittings > Doors and Windows, Certification: Mandatory, Type: Product Specification. [Covered Varieties & Grades]: (1) MR grade .,Type :Non decorative with skin of HDF and Construction of core is Block board.Abbreviation :BNP, Size :Modular ,designation upto and including 10DS21 and thickness 35mm only; Grade: MR , Type and Construction: Blockboard core, Type- Non-Decorative with skins of HDF, Abbreviation: B N P, Sizes: Non-modular Sizes upto and including 12DS22 [2135mm (height) x 1100mm (width)] and Thickness -40mm only; Grade: MR, Type and Construction: Blockboard core, Type-Decorative with skins of HDF, Abbreviation: B D P V, Sizes: Non-modular Sizes upto and including 12DS22 [2135mm (height) x 1100mm (width)] and Thickness -40mm only; MR Grade , Type: Decorative with skin of HDF , Abbreviation : BDPV, Construction: Block Board core, Size: Modular sizes upto and including 10DS21 [ 915 (width) x2060(height)] and Thickness 35mm.; 1.Product: Wooden Flush Door Shutters (Solid Core Type) Particle Board, High Density Fibre Board, Medium Density Fibre Board and Fibre Hardboard Face Panels, 2.Grade: BWP,3.Type and Construction:Non-decorative with skins of particle board/HDF/MDF unveneered (PNP),4.Size:Non-Modular:Size Height (1800-2200)mm,Width (620-1000) mm, Thickness (35,40 and 45) mm.; Grade MR, Type and Construction of Core- P D P V (Decorative with skins of MDF and Core is of Particle board ), Non-Modular- Height upto and including 2440 mm,width upto and including 1220 mm and thickness from 30 mm upto and including 40 mm.; Grade- MR, Type and Construction of core - Core : Particle board, Type: Non decorative with skin of HDF unveneered, Abbreviation: PNP Size - Non modular, 1830x405x25 mm upto and including 2440x1220x50 mm.; Grade- BWP, Type and Construction of core - Core : Block board, Type: Non decorative with skin of HDF unveneered, Abbreviation: BNP Size - Non modular, 1830x405x25 mm upto and including 2440x1220x50 mm.; Grade-BWP, Type and Construction - PNP, Size-Non Modular : 1980 x 815 x 30mm; Grade: BWP; Type and Construction of Core- Type: Decorative with Skin.... [Key Test Methods & Allied Standards]: Test Methods: Methods of Test for Wood Particle Boards and Boards from Other Lignocellulosic Materials; Door shutters - Methods of tests (Third Revision). Terminology: Windows and Pedestrian Doors Vocabulary; Timber Technology and Utilization of Wood, Bamboo and Cane - Glossary of Terms (Third Revision). Codes of Practice: Code of practice for finishing of wood and wood based materials: Part 1 Operations and workmanship. Components & Materials: Mortise locks and latches (Mechanically Operated) - Specification (first revision); Prelaminated Medium Density Particle Boards from Wood and other Lignocellulosic Material Specification (Second Revision); Commercial Veneers -specification; Prelaminated Medium Density Fibre Boards of Wood and Other Lignocellulosic Materials - Specification ( Second Revision ); Laminated veneer lumber specification; (+10 more)
CED | IS 2191 (Part 2):2022 | WOODEN FLUSH DOOR SHUTTERS (CELLULAR, HOLLOW AND TUBULAR CORE TYPE) - SPECIFICATION PART 2 PARTICLE BOARD, HIGH DENSITY FIBRE BOARD, MEDIUM DENSITY FIBRE BOARD AND FIBRE HARDBOARD FACE PANELS (Fourth Revision) | Current | 2022-10-31 | 2022 |  | 04 | CED 11 - Doors, Windows And Shutter |  | Product Specification | Mandatory | 13 | 0 | 20 | IS 2191 : Part 2 : 1983 |  |  |  | https://standards.bis.gov.in/website/standard-details?encryptedId=eyJpdiI6Imlqd1hrTkJzMUZrWWVqTzl4TUNGQ1E9PSIsInZhbHVlIjoiQkZyUTFXNnBUMW1HT0RxWUc5T3lBQT09IiwibWFjIjoiNTE3YzgwNzg0ZjZjNmE4YTYwNTNhNjYwNGYyMTFmYjk5MzJhODNhMDkyZjBiNjFkNTY2NzJmMjRlMzAzZDI3YyIsInRhZyI6IiJ9 | Current | 0 |  | Building Materials including Paints | Door and Window and its Fittings | Doors and Windows | [Title]: IS 2191 (Part 2):2022 — WOODEN FLUSH DOOR SHUTTERS (CELLULAR, HOLLOW AND TUBULAR CORE TYPE) - SPECIFICATION PART 2 PARTICLE BOARD, HIGH DENSITY FIBRE BOARD, MEDIUM DENSITY FIBRE BOARD AND FIBRE HARDBOARD FACE PANELS (Fourth Revision). [Classification]: Under CED / CED 11 - Doors, Windows And Shutter, categorized under Building Materials including Paints > Door and Window and its Fittings > Doors and Windows, Certification: Mandatory, Type: Product Specification. [Covered Varieties & Grades]: (4) Grade: MR , Type and construction: Particle Board core /Tubular , Type- Non-Decorative (paintable)with skins of HDF, Abbreviation: TNP, Size: Non-modular Sizes upto and including 12DS22 [2135mm (height) x 1100mm (width)] and Thickness -40mm only.; (3) Grade: MR , Type and construction: Particle Board core /Tubular , Type- Decorative with skins of HDF, Abbreviation: TDPV, Size: Non-modular Sizes upto and including 12DS22 [2135mm (height) x 1100mm (width)] and Thickness -40mm only.; (2) Grade: MR , Type and construction: Particle Board core /Cellular , Type- Non-Decorative with skins of HDF, Abbreviation: CNP, Size: Non-modular Sizes upto and including 12DS22 [2135mm (height) x 1100mm (width)] and Thickness -40mm only.; Grade: MR , Type and Construction: Particle Board core/Cellular , Type- Decorative with skins of HDF, Abbreviation: C D P V, Size: Non-modular Sizes upto and including 12DS22 [2135mm (height) x 1100mm (width)] and Thickness -40mm only.; MR Grade , Type: Decorative veneered with skin of HDF , Abbreviation : CDPV, Construction: Particle Board core ( Cellular) , Size: Modular sizes upto and including 10DS21 [ 915 (width) x2060(height)] and Thickness 35mm.; MR Grade , Type: Non-decorative with skin of HDF , Abbreviation : CNP, Construction: Particle Board core ( Cellular) , Size: Modular sizes upto and including 10DS21 and Thickness 35mm only; GRADE: MR, TYPE: Decorative, with Pre Laminated HDF skin, CORE: Tubular Particle Board, Abbreviation: TDPV, Size: Upto and Including 1220x2425mm, THICKNESS: 45mm only, Designation: Non Modular.; MR Grade , Type: Decorative ;with Pre-Laminated HDF skin , construction of Core: Tubular Particle Board, Abbreviation : TDPV, Designation: Non-Modular, size; Height & Width : Upto & including 2440x1220mm. Thickness : 30 to 45mm.; 1)Grade: MR, Type and construction of core: Non-decorative with skins of particle board/MDF veneered with commercial veneers and Cellular core, Abbreviation: CNPV, Non modular: sizes :(24.... [Key Test Methods & Allied Standards]: Test Methods: Methods of Test for Wood Particle Boards and Boards from Other Lignocellulosic Materials; Door shutters - Methods of tests (Third Revision). Terminology: Windows and Pedestrian Doors Vocabulary; Timber Technology and Utilization of Wood, Bamboo and Cane - Glossary of Terms (Third Revision). Codes of Practice: Code of practice for finishing of wood and wood based materials: Part 1 Operations and workmanship. Components & Materials: Mortise locks and latches (Mechanically Operated) - Specification (first revision); Medium Density Fibre Boards of Wood and Other Lignocellulosic Materials for General Purpose - Specification ( Third Revision ); Prelaminated Medium Density Particle Boards from Wood and other Lignocellulosic Material Specification (Second Revision); Prelaminated Medium Density Fibre Boards of Wood and Other Lignocellulosic Materials - Specification ( Second Revision ); Laminated veneer lumber specification; (+10 more)
CED | IS 2556 (Part 8):2021 | Vitreous China sanitary appliances - Specification: Part 8 Specific requirements of close coupled and one-piece, pedestal washdown and syphonic water closets (sixth revision) | Current | 2021-12-31 | 2021 |  | 06 | CED 03 - Sanitary Appliances And Water Fittings |  | Product Specification |  | 0 | 0 | 6 |  |  |  |  | https://standards.bis.gov.in/website/standard-details?encryptedId=eyJpdiI6InJGSk5ha2J2NXNWcTJlNzZvZTRia0E9PSIsInZhbHVlIjoiNU9ud04raXJIaWM2bE9aY3k5eHA5dz09IiwibWFjIjoiMmE2NDlmM2RhMGFhYTdhMDcyY2ZkY2M1ZGUyZjAwZDhhZmEyMDM3NTc4ZjU4MWM0ODFiNzY2MWE0NGMzNzlhMCIsInRhZyI6IiJ9 | Current | 0 |  | Building Materials including Paints | Sanitary Appliances, Tanks and Water Fittings | Sanitary Appliances and Accessories | [Title]: IS 2556 (Part 8):2021 — Vitreous China sanitary appliances - Specification: Part 8 Specific requirements of close coupled and one-piece, pedestal washdown and syphonic water closets (sixth revision). [Classification]: Under CED / CED 03 - Sanitary Appliances And Water Fittings, categorized under Building Materials including Paints > Sanitary Appliances, Tanks and Water Fittings > Sanitary Appliances and Accessories, Type: Product Specification. [Key Test Methods & Allied Standards]: Test Methods: Methods for sampling of vitreous and fire clay sanitary appliances (Second Revision). Components & Materials: Vitreous China sanitary appliances - Specification: Part 1 General requirements (fourth revision); Plastic flushing cisterns for water closets and urinals - Specification (third revision); Ceramic (Vitreous China) flushing cisterns for water closets and urinals - Specification (sixth revision); GINGER OLEORESIN – SPECIFICATION. Related Standards: National Building Construction Standards 2026
CED | IS 774:2021 | Ceramic (Vitreous China) flushing cisterns for water closets and urinals - Specification (sixth revision) | Current | 2021-12-31 | 2021 |  | 06 | CED 03 - Sanitary Appliances And Water Fittings |  | Product Specification |  | 0 | 0 | 11 |  |  |  |  | https://standards.bis.gov.in/website/standard-details?encryptedId=eyJpdiI6ImN2bnlQSUJZVXVmTlJpd1BuUm9SbXc9PSIsInZhbHVlIjoicy9qZ2JZbHlNOWQ4SXVHWnFoVENFZz09IiwibWFjIjoiMDdkYTI4M2UyZWFlYmRjNTk3YzMwNTk4YTA4NDk0MjNlOTUzMmExODk4NTk3ZmIxOWVhZGQzNmYzMTI3Y2VkMSIsInRhZyI6IiJ9 | Current | 0 |  | Building Materials including Paints | Sanitary Appliances, Tanks and Water Fittings | Sanitary Appliances and Accessories | [Title]: IS 774:2021 — Ceramic (Vitreous China) flushing cisterns for water closets and urinals - Specification (sixth revision). [Classification]: Under CED / CED 03 - Sanitary Appliances And Water Fittings, categorized under Building Materials including Paints > Sanitary Appliances, Tanks and Water Fittings > Sanitary Appliances and Accessories, Type: Product Specification. [Key Test Methods & Allied Standards]: Test Methods: Random sampling and randomization procedures (First Revision). Components & Materials: Plastic equilibrium float valves for cold water services - Specification (first revision); Diaphragm type (plastic body) float operated valves for cold water services - Specification; Water fittings - copper alloy float valves (horizontal plunger type) - Specification (fourth revision); Vitreous China sanitary appliances - Specification: Part 1 General requirements (fourth revision); Unplasticized PVC Pipes for Potable Water Supplies - Specification (Fourth Revision); (+3 more). Related Standards: high density polyethylene pipes for potable water supplies
CED | IS 2556 (Part 1):2021 | Vitreous China sanitary appliances - Specification: Part 1 General requirements (fourth revision) | Current | 2021-12-31 | 2021 |  | 04 | CED 03 - Sanitary Appliances And Water Fittings |  | Product Specification |  | 0 | 0 | 1 |  |  |  |  | https://standards.bis.gov.in/website/standard-details?encryptedId=eyJpdiI6IktXVDlVUmUzNmlqL2RZSmNkUVhDZVE9PSIsInZhbHVlIjoibHR3NXVFdTlib1NpdVJkTk8za2p1Zz09IiwibWFjIjoiNGY5NjIyMjczMDM3OGVlYmE1NzBmNzY0ZmM0YWMxYmY4NDZjYWExZjI4ZWZjNjM4OTEyOGI2NDFiNWI5NmUwOSIsInRhZyI6IiJ9 | Current | 0 |  | Building Materials including Paints | Sanitary Appliances, Tanks and Water Fittings | Sanitary Appliances and Accessories | [Title]: IS 2556 (Part 1):2021 — Vitreous China sanitary appliances - Specification: Part 1 General requirements (fourth revision). [Classification]: Under CED / CED 03 - Sanitary Appliances And Water Fittings, categorized under Building Materials including Paints > Sanitary Appliances, Tanks and Water Fittings > Sanitary Appliances and Accessories, Type: Product Specification. [Key Test Methods & Allied Standards]: Terminology: Glossary of Terms Relating to Ceramicware ( Third Revision )
CED | IS 2556 (Part 6):2021 | Vitreous China sanitary appliances - Specification: Part 6 Specific requirements of urinal and partition plates (fifth revision) | Current | 2021-12-31 | 2021 |  | 05 | CED 03 - Sanitary Appliances And Water Fittings |  | Product Specification | Voluntary | 10 | 0 | 6 |  |  |  |  | https://standards.bis.gov.in/website/standard-details?encryptedId=eyJpdiI6IkNNaDVqN2Z6NVA2YmNnMDdEQ0dhbGc9PSIsInZhbHVlIjoiTlBSMldpdm5WUFNxbVlLYTdFb0dqUT09IiwibWFjIjoiZjU5ZjFlNmQ0YmZlODkxMDE0ZWVhZGNiY2VmNThhZTAxOWY4NGQwZTIyYjYxYzUxYjJkM2ZkMTA0OGNmYTlkOSIsInRhZyI6IiJ9 | Current | 0 |  | Building Materials including Paints | Sanitary Appliances, Tanks and Water Fittings | Sanitary Appliances and Accessories | [Title]: IS 2556 (Part 6):2021 — Vitreous China sanitary appliances - Specification: Part 6 Specific requirements of urinal and partition plates (fifth revision). [Classification]: Under CED / CED 03 - Sanitary Appliances And Water Fittings, categorized under Building Materials including Paints > Sanitary Appliances, Tanks and Water Fittings > Sanitary Appliances and Accessories, Certification: Voluntary, Type: Product Specification. [Covered Varieties & Grades]: (a) Name of the product:Vitreous China Sanitary Appliances,Urinals and Partition Plates, Type: Urinals,Pattern: Wall-Hung (Flat Back), Without Flushing Rim, Size: 410 x 265 x305 mm, 590 x 375 x 390 mm, Without Water Efficiency Rating, , (b) Name of the product: Vitreous China Sanitary Appliances,Urinals and Partition Plates, Type: Partition Plate, Size: 675 x 325 x 85 mm, 825 x 450 x 100 mm, Without Water Efficiency Rating. Pattern-Wall-Hung (Flat back) with Flushing Rim, Sizes-440x265x315mm; Pattern-Wall-Hung (Flat back) without Flushing Rim, Sizes-590x375x390mm; Specific requirements of Urinals and Partition plates; Wall-Hung (Flat Back) with Flushing Rim, Size 2; Wall-Hung (Flat Back) without Flushing Rim; Wall-Hung (Angle Back) with Flushing Rim; URINALS (URINAL SMALL); Urinal Bowl Type Flat Back; Urinal- Wall Hung (Flat Back) without Flushing Rim, Size- 590 x375 x 390mm.; Wall-Hung (Flat Back) Urinals with Flushing Box Rim, without additional requirements for Water Efficiency Rating. [Key Test Methods & Allied Standards]: Test Methods: Methods for sampling of vitreous and fire clay sanitary appliances (Second Revision). Components & Materials: Vitreous China sanitary appliances - Specification: Part 1 General requirements (fourth revision); Plastic flushing cisterns for water closets and urinals - Specification (third revision); Ceramic (Vitreous China) flushing cisterns for water closets and urinals - Specification (sixth revision); GINGER OLEORESIN – SPECIFICATION. Related Standards: National Building Construction Standards 2026
CED | IS 208:2020 | Door Handles - Specification ( Sixth Revision ) | Current | 2020-12-31 | 2020 | 2026 | 06 | CED 15 - Builder's Hardware |  | Product Specification | Mandatory | 10 | 0 | 16 |  |  |  | Ministry of Commerce and Industry | https://standards.bis.gov.in/website/standard-details?encryptedId=eyJpdiI6IjFGY0d1V3pkMmNrWHJsWGFHRXdQM2c9PSIsInZhbHVlIjoiVjY2UmlZdWtDblhUU25uT3J3NFdSQT09IiwibWFjIjoiNGZmZmYwYTBmNmQ2ZGI1ZjFhYzkwYjMwYzZlOGUyOTVjNmEwNjY2MjA2MGMxMTFkNGRjZmVlOTQ0Yjc0Yzg3MiIsInRhZyI6IiJ9 | Current | 0 | Ministry of Commerce and Industry | Building Materials including Paints | Door and Window and its Fittings | Doors and Windows | [Title]: IS 208:2020 — Door Handles - Specification ( Sixth Revision ). [Classification]: Under CED / CED 15 - Builder's Hardware, categorized under Building Materials including Paints > Door and Window and its Fittings > Doors and Windows (Ministry of Commerce and Industry), Certification: Mandatory, Type: Product Specification. [Covered Varieties & Grades]: "Door Handles,Type 4 Bright Finesh for Sizes 100mm,125mm and 150mm"; Door Handles, TYPE-4, Sizes: 75mm, 100mm, 125mm comma 150mm, MATERIAL: STAINLESS STEEL; Type 4, Size 75 mm, Material Aluminium Alloy; Door Handles Aluminium TYPE 4; Door Handles, Type 4-Fabricated, Size: 75mm 100mm 125mm150mm, Material: Aluminium Alloy.; Door Handles, Type-4, Size-75mm, 100mm, 125mm, 150mm; Door handles, Type 4, Aluminium alloy, size 75 to 150 mm; Name: Door Handles, Type: Type 4, Size: 75 mm, 100 mm, 125 mm and 150 mm, Material: Stainless Steel; TYPE 4; TYPE 4, 75 MM TO 150 MM; Type 4. [Key Test Methods & Allied Standards]: Test Methods: Random sampling and randomization procedures (First Revision). Components & Materials: Metallic and other inorganic coatings - Electrodeposited coatings of nickel, nickel plus chromium, copper plus nickel and of copper plus nickel plus chromium (Fourth Revision); Specification for oxidized - Copper finishes (Third Revision); Malleable iron castings - Specification; Anodic coatings on aluminium and its alloys - Specification (Third Revision); Grey iron castings - Specification (Fifth Revision); (+9 more). Related Standards: Hot Rolled Carbon Steel Sheet and Strip
CED | IS 1916:2018 | Steel cylinder pipes with concrete lining and coating - Specification (Second Revision) | Current | 2018-09-30 | 2018 | 2023 | 02 | CED 53 - Cement Matrix Products |  | Product Specification |  | 0 | 0 | 18 |  |  |  |  | https://standards.bis.gov.in/website/standard-details?encryptedId=eyJpdiI6IlFnQ2orZVBhdzlTZUtWTjJRREVzWVE9PSIsInZhbHVlIjoiQUIwYmFuMWZ2UFJRS2NGOFczajMxUT09IiwibWFjIjoiNTM1ZWZkMjhlMzQ3Y2QzOGE3YzAyNjdlNDQyYmYwZjcwOTZhNjYyMmJjOTAwODZkYjMyNGEwNjkyYWFiYjUzYyIsInRhZyI6IiJ9 | Current | 0 |  | Civil Engineering Design and Construction | Concrete structures | Prefabricated Construction | [Title]: IS 1916:2018 — Steel cylinder pipes with concrete lining and coating - Specification (Second Revision). [Classification]: Under CED / CED 53 - Cement Matrix Products, categorized under Civil Engineering Design and Construction > Concrete structures > Prefabricated Construction, Type: Product Specification. [Key Test Methods & Allied Standards]: Test Methods: Methods of Physical Tests for Hydraulic Cement: Part 6 Determination of Compressive Strength of Hydraulic Cement other than Masonry Cement (First Revision); Hardened Concrete - Methods of Test: Part 2 Properties of Hardened Concrete other than Strength: Section 3 Oxygen Permeability Index ( First Revision ). Codes of Practice: Code of practice for use of metal arc welding for general construction in mild steel (First Revision). Components & Materials: Specificatioon for Sulphate Resisting Portland Cement; Specification for Portland pozzolana cement Part 1 Flyash based; Structural Steel - Part 1 - Hot Rolled Medium and High tensile Steel; Coarse and Fine Aggregate for Concrete - Specification (Third Revision); Specification for Mild Steel And Medium Tensile Steel Bars and Hard-Drawn Steel Wire for Concrete Reinforcement Part 1 Mild Steel and Medium Tensile Steel Bars Fourth Revision; (+5 more). Related Standards: Ordinary Portland cement, 53 grade; Ordinary Portland Cement, 33 Grade; Ordinary Portland Cement, 43 Grade; Structural steel (Standard quality)
CED | IS 9142 (Part 1):2018 | Artificial Lightweight Aggregate for Concrete - Specification: Part 1 For Concrete Masonry Blocks and for applications other than for Structural Concrete (First Revision) | Current / New Pub | 2018-09-30 | 2018 | 2023 | 0 | CED 02 - Cement And Concrete |  | Product Specification |  | 0 | 0 | 9 |  |  |  | Ministry of Consumer Affairs, Food and Public Distribution - Department of Consumer Affairs | https://standards.bis.gov.in/website/standard-details?encryptedId=eyJpdiI6ImlMVU1mU0c4MGl1ODZLeVdiTm9HR3c9PSIsInZhbHVlIjoiQ0NuaGFHRDFBYVJKNW5YWmJ1ZkY1Zz09IiwibWFjIjoiZWFlNDU5NTVlZTkwY2IzZTI4ODUwNGQ1ZTZiZjVmMGVlZTE3N2JkY2IyOGNmOTU0OWJlMWM2NGQyZmM0NDU3OCIsInRhZyI6IiJ9 | Published | 0 | Ministry of Consumer Affairs, Food and Public Distribution - Department of Consumer Affairs | Building Materials including Paints | Cement, concrete and Allied Products | Concrete, Concrete admixrurers & additives and testing | [Title]: IS 9142 (Part 1):2018 — Artificial Lightweight Aggregate for Concrete - Specification: Part 1 For Concrete Masonry Blocks and for applications other than for Structural Concrete (First Revision). [Classification]: Under CED / CED 02 - Cement And Concrete, categorized under Building Materials including Paints > Cement, concrete and Allied Products > Concrete, Concrete admixrurers & additives and testing (Ministry of Consumer Affairs, Food and Public Distribution - Department of Consumer Affairs), Type: Product Specification. [Key Test Methods & Allied Standards]: Test Methods: Methods of Test for Aggregates for Concrete: Part 2 Estimation of Deleterious Materials and Organic Impurities; Methods for Sampling of Aggregates for Concrete (First Revision); Method of Chemical Analysis of Hydraulic Cement (First Revision); Method for determination of colour fastness of textile materials to steam under pressure (first revision). Codes of Practice: Recommended practice for ultrasonic testing of butt welds in ferritic steel (Third Revision). Components & Materials: Specification for cinder aggregates for use in lime concrete (First Revision). Related Standards: Ordinary Portland Cement, 33 Grade
CED | IS 883:2016 | Design of Structural Timber in Buildings - Code of Practice (Fifth Revision) | Current | 2016-12-31 | 2016 | 2021 | 05 | CED 13 - Building Construction Practices |  | Code of Practice |  | 0 | 0 | 1 |  |  |  | Ministry of Housing and Urban Affairs | https://standards.bis.gov.in/website/standard-details?encryptedId=eyJpdiI6IitQRlVqKzBxYzQyU09HeTZOWGk4eEE9PSIsInZhbHVlIjoienlDZitXcXgxbXpHMUUybkU0RzdnQT09IiwibWFjIjoiYmQxODZjMzMxNzdiZTZiNzFhZTE1NWU5OTk0MWFhMDk5ZDkyZGMyZjEzMzU4MmRkYzVjZGZjNzAyYTkwZTU3MiIsInRhZyI6IiJ9 | Current | 0 | Ministry of Housing and Urban Affairs | Civil Engineering Design and Construction | Construction practices, measurement and management | Timber and timber Finishing | [Title]: IS 883:2016 — Design of Structural Timber in Buildings - Code of Practice (Fifth Revision). [Classification]: Under CED / CED 13 - Building Construction Practices, categorized under Civil Engineering Design and Construction > Construction practices, measurement and management > Timber and timber Finishing (Ministry of Housing and Urban Affairs), Type: Code of Practice. [Key Test Methods & Allied Standards]: Terminology: Timber Technology and Utilization of Wood, Bamboo and Cane - Glossary of Terms (Third Revision)
CED | IS 802 (Part 1/Sec 2):2016 | Use of Structural Steel in Overhead Transmission Line Towers - Code of Practice: Part 1 Material, Loads and Design Strengths: Sec 2 Design Strengths (Fourth Revision) | Current | 2016-10-31 | 2016 | 2021 | 04 | CED 07 - Structural Engineering And Structural Sections |  | Code of Practice |  | 0 | 0 | 4 |  |  |  | Ministry of Steel | https://standards.bis.gov.in/website/standard-details?encryptedId=eyJpdiI6InBmM29IY3dwa0kvSlpoZHpYclZPOHc9PSIsInZhbHVlIjoiL1BUUFd6dzJFWkhrbjlWcWlDay9adz09IiwibWFjIjoiYjg0Y2ZlMDIxM2Y0MzBjMGVhMDgxNDc5MjNiM2FjYTQ0ZTA5ZGM5MDYyZmQwNTUwZWNkY2I5ZTZiMjY0MmFjYyIsInRhZyI6IiJ9 | Current | 0 | Ministry of Steel | Civil Engineering Design and Construction | Steel and Aluminium Structures | Steel (including transmission line towers) & aluminium structures and their construction | [Title]: IS 802 (Part 1/Sec 2):2016 — Use of Structural Steel in Overhead Transmission Line Towers - Code of Practice: Part 1 Material, Loads and Design Strengths: Sec 2 Design Strengths (Fourth Revision). [Classification]: Under CED / CED 07 - Structural Engineering And Structural Sections, categorized under Civil Engineering Design and Construction > Steel and Aluminium Structures > Steel (including transmission line towers) & aluminium structures and their construction (Ministry of Steel), Type: Code of Practice. [Key Test Methods & Allied Standards]: Codes of Practice: High strength bolts in steel structures - Code of practice (First Revision). Components & Materials: Fasteners - Threaded steel fasteners - Hexagon head transmission tower bolts - Specification (First Revision); Specification for high strength structural bolts (Second Revision); Specification for hexagon bolts for steel structures
CED | IS 802 (Part 1/Sec 1):2015 | Use of structural steel in overhead transmission line towers - Code of practice: Part 1 materials, loads and design strengths: sec 1 materials and loads (Fourth Revision) | Current | 2015-08-31 | 2015 | 2025 | 04 | CED 07 - Structural Engineering And Structural Sections |  | Code of Practice |  | 0 | 0 | 17 |  |  |  |  | https://standards.bis.gov.in/website/standard-details?encryptedId=eyJpdiI6ImlUUk1WWW0ybGcxemoxRnUxSFVNNGc9PSIsInZhbHVlIjoidDB3Rmt2Z1JxQmZLb1A0UmQxZmJoQT09IiwibWFjIjoiM2Y1MDA1YmFhMDI2MTQ4ZDcwMjc3YWMzODlhM2Q0OGE1ZWVmMmU2ZDUyOWExZWM1MmUwOWY5M2FjODRhOGI1YyIsInRhZyI6IiJ9 | Current | 0 |  | Civil Engineering Design and Construction | Steel and Aluminium Structures | Steel (including transmission line towers) & aluminium structures and their construction | [Title]: IS 802 (Part 1/Sec 1):2015 — Use of structural steel in overhead transmission line towers - Code of practice: Part 1 materials, loads and design strengths: sec 1 materials and loads (Fourth Revision). [Classification]: Under CED / CED 07 - Structural Engineering And Structural Sections, categorized under Civil Engineering Design and Construction > Steel and Aluminium Structures > Steel (including transmission line towers) & aluminium structures and their construction, Type: Code of Practice. [Key Test Methods & Allied Standards]: Test Methods: Technical Supply Conditions for Threaded Steel Fasteners Part 13 Hot Dip Galvanized Coatings on Threaded Fasteners ( Third Revision ). Codes of Practice: Code of practice or design, installation and maintenance of overhead power lines: Part 2 lines above 11 kv and up to and including 220 kv sec 1 design (First Revision); Use of Structural Steel in Overhead Transmission Line Towers - Code of Practice: Part 1 Material, Loads and Design Strengths: Sec 2 Design Strengths (Fourth Revision). Components & Materials: Fasteners - Threaded steel fasteners - Step bolts for steel structures - Specification (First Revision); Fasteners - Threaded steel fasteners - Hexagon head transmission tower bolts - Specification (First Revision); Hexagon Head Bolts, Screws and Nuts of Product Grade C - Part 3 : Hexagon Nuts (Size Range M5 to M64) (Fourth Revision); Specification for electroplated coatings of zinc on iron and steel (Second Revision); Specification for plain washers (First Revision); (+8 more). Related Standards: Technical supply conditions for threaded steel fasteners: Part 6 Mechanical properties of fasteners made of carbon steel and alloy steel - Nuts with specified property classes (fifth revision)
CED | IS 3812 (Part 1) : 2013 | Pulverized fuel ash - Specification: Part 1 For use as pozzolana in cement, cement mortar and concrete (Third Revision) | Current | 2013-05-31 |  | 2022 | 03 | CED 02 - Cement And Concrete |  | Product Specification | Voluntary | 1 | 0 | 0 |  |  |  |  | https://standards.bis.gov.in/website/standard-details?encryptedId=eyJpdiI6IlQ4QWRqWjVuNzRwRVlXNnhXOEp2V2c9PSIsInZhbHVlIjoialVSQzZlVGh2KzhjR2lDRU1nU0NuZz09IiwibWFjIjoiZjk4ZjU1MmY1OWMxNDRjM2QxZjkyODI3NDc1ZDE1NTA1MDVkZTdmNjFjYTQ1NjQ2YzJlNGJiMDQxN2U4YTc1YSIsInRhZyI6IiJ9 | Current | 0 |  | Building Materials including Paints | Cement, concrete and Allied Products | Concrete, Concrete admixrurers & additives and testing | [Title]: IS 3812 (Part 1) : 2013 — Pulverized fuel ash - Specification: Part 1 For use as pozzolana in cement, cement mortar and concrete (Third Revision). [Classification]: Under CED / CED 02 - Cement And Concrete, categorized under Building Materials including Paints > Cement, concrete and Allied Products > Concrete, Concrete admixrurers & additives and testing, Certification: Voluntary, Type: Product Specification
CED | IS 4021:1995 | Timber door, window and ventilator frames - specification | Current | 1995-03-31 | 1995 | 2022 | 03 | CED 11 - Doors, Windows And Shutter |  | Product Specification | Voluntary | 4 | 0 | 13 |  |  |  |  | https://standards.bis.gov.in/website/standard-details?encryptedId=eyJpdiI6Iko2cW5ZTXFQaFFlM28wSzBZSmlEWVE9PSIsInZhbHVlIjoiY1JMMmx1cW5wR3RsM2VYZXArSGZBUT09IiwibWFjIjoiY2M3MDRkY2FmYWU3NGViNjY0NzY1OWJkYjQ0NTZlODkzOTkxZDIxNGE2NzMwZTQ4MzY4NDg1ZDRmZjM2ZDNkZCIsInRhZyI6IiJ9 | Current | 0 |  | Building Materials including Paints | Door and Window and its Fittings | Doors and Windows | [Title]: IS 4021:1995 — Timber door, window and ventilator frames - specification. [Classification]: Under CED / CED 11 - Doors, Windows And Shutter, categorized under Building Materials including Paints > Door and Window and its Fittings > Doors and Windows, Certification: Voluntary, Type: Product Specification. [Covered Varieties & Grades]: Name of the product - Timber Door, Type of Material - Timber Grade of Timber - First Grade Type of Frame - D/T Size of Opening - Modular : 12DT20, 12DT21; Name of the product Timber Door, Window and Ventilator Frames, Type of Material -Timber, Grade of Timber- First Grade, Type of Frame- DS, Size of Opening - Modular : Size Designations 8 DS 20, 8 DS 21, 9 DS 20, 9 DS 21, 10 DS 20, 10 DS 21; Name of the product: Timber Door, Window and Ventilator Frames, Type of Material: Timber, Grade of Timber: First Grade, Type of Frame: DS, Size of Opening: Modular- 8 DS 20/ 8 DS 21/ 9 DS 20/ 9 DS 21; Name of the product: Timber Door, Window and Ventilator Frames, Type of Material: Timber, Grade of Timber: First Grade, Type of Frame: DS, Size of Opening: Modular- 8 DS 20/ 8 DS 21/ 9 DS 20/ 9 DS 21/ 10DS20/ 10DS21. [Key Test Methods & Allied Standards]: Terminology: Windows and Pedestrian Doors Vocabulary; Timber Technology and Utilization of Wood, Bamboo and Cane - Glossary of Terms (Third Revision). Codes of Practice: Seasoning of Timber - Code of practice (Second Revision); Preservation of Timber - Code of Practice (Fourth Revision). Components & Materials: Specification for Cut Sizes of Timber (Second Revison); Coal tar pitch - Specification (Second Revision); Ready mixed paint, brushing, wood primer - Specification (Second Revision); Specification Polyvinyl Acetate Dispersion Based Adhesives for Wood; Synthetic Resin Adhesives for Plywood (Phenolic, Aminoplastic and Bio-Materials Based) - Specification ( Third Revision ); (+1 more). Related Standards: Indian timbers for door and window shutters and frames - classification; Permissible Moisture Content for Timber Used for Different Purposes - Recommendations (Third Revision)
CED | IS 432 (Part 2):1982 | Specification for Mild Steel and Medium Tensile Steel Bars and Hard-Drawn Steel Wire for Concrete Reinforcement: Part 2 Hard-Drawn Steel Wire (Third Revision) | Current | 1982-09-30 | 1982 | 2025 | 03 | CED 54 - Concrete Reinforcement |  | Product Specification | Mandatory | 18 | 0 | 4 |  |  |  |  | https://standards.bis.gov.in/website/standard-details?encryptedId=eyJpdiI6IjQ5ZXVaUlpIUkhZRXhYb0hDZG9aUmc9PSIsInZhbHVlIjoiS3FSZm9zYXU4R2dmVjRzSWNqbHFRUT09IiwibWFjIjoiMmQ0Mzg4MDdkNzY3MTQ2Njc0Njc3ZGFkOWMzM2RmODkzOGMzMWYwZDgzZGYzMTBhZWQyNTI4NWEyNzUyNmVlMyIsInRhZyI6IiJ9 | Current | 0 |  | Metals, Alloys and Metal Products (including Steel Products) | Steel Products for Concrete Reinforcement | Steel Reinforcement for Reinforced and Prestressed Concrete Constructions | [Title]: IS 432 (Part 2):1982 — Specification for Mild Steel and Medium Tensile Steel Bars and Hard-Drawn Steel Wire for Concrete Reinforcement: Part 2 Hard-Drawn Steel Wire (Third Revision). [Classification]: Under CED / CED 54 - Concrete Reinforcement, categorized under Metals, Alloys and Metal Products (including Steel Products) > Steel Products for Concrete Reinforcement > Steel Reinforcement for Reinforced and Prestressed Concrete Constructions, Certification: Mandatory, Type: Product Specification. [Covered Varieties & Grades]: 5 mm diameter; Hard drawn steel wire, size: 2.65 mm to 10 mm; 7.50 mm; 7.10 mm; 6.30 mm; 6.0 mm; 5.60 mm; 5.30 mm; 5.0 mm; 4.75 mm; 4.50 mm; 6.00 mm; 7.50 mm; 5.00 mm; Hard drawn steel wire of nominal sizes 8.0 mm, 9.0 mm, 9.5 mm and 10 mm; HARD DRAWN steel wire sizes diameter 2.65mm to 4.0mm; HD Steel Wire for Concrete Reinforcement for sizes 2.65mm, 3.15mm, 4.0mm, 5.0mm, 6.0mm diameter; HD wire sizes from 2.65mm upto and including 6mm; Hard Drawn Steel wire of Nominal Sizes from 3 mm upto and including 10 mm; Hard drawn steel wire for following nominal sizes- 2.65 mm, 3.00mm, 3.15mm, 3.55mm, 4.00 mm; Hard drawn steel wire for nominal size 4 mm; Hard drawn steel wire for all sizes from 2.65 mm to 9.50 mm; Hard-drawn steel wire for the following nominal size- 6 mm; NOMINAL SIZE : FROM 4.0 mm UPTO AND INCLUDING 10 .0 mm; Nominal Size - from 4mm upto and including 10 mm. [Key Test Methods & Allied Standards]: Test Methods: Mechanical testing of metals - Tensile Testing; Metallic materials Wire Reverse bend test. Components & Materials: General requirements for the supply of metallurgical materials (Second Revision). Related Standards: Methods of chemical analysis of pig iron, cast iron and plain carbon and low alloy steel
CED | IS 848:2025 | Synthetic Resin Adhesives for Plywood (Phenolic, Aminoplastic and Bio-Materials Based) - Specification ( Third Revision ) | Current | 2025-06-13 | 2025 |  | 03 | CED 20 - Wood And Other Lignocellulosic Products |  | Product Specification | Voluntary | 6 | 0 | 3 | IS 848 : 2006 |  |  |  | https://standards.bis.gov.in/website/standard-details?encryptedId=eyJpdiI6InBaZVUwUElIczk1emJMRzZqd093dlE9PSIsInZhbHVlIjoidzQwOXpCUysxWFI4Tlo5eEg0MzV3dz09IiwibWFjIjoiMTEyNTU2MzM5ZDU5Yjc5NTJkZjExNDA3MTIyYjIzZjkxZjdjZmM1YzM1ODk1MGVkY2Y4YTgyYmRmNDlhNDMyMCIsInRhZyI6IiJ9 | Current | 0 |  | Building Materials including Paints | Timber, Wood and Wood Products | Plywood, Veneers, Laminates & Adhesives | [Title]: IS 848:2025 — Synthetic Resin Adhesives for Plywood (Phenolic, Aminoplastic and Bio-Materials Based) - Specification ( Third Revision ). [Classification]: Under CED / CED 20 - Wood And Other Lignocellulosic Products, categorized under Building Materials including Paints > Timber, Wood and Wood Products > Plywood, Veneers, Laminates & Adhesives, Certification: Voluntary, Type: Product Specification. [Covered Varieties & Grades]: (1). Name of the product - Synthetic Resin Adhesives forPlywood (Phenolic, Aminoplastic and Bio-Materials Based) (2). Type: MRand BWP (3). Description: Liquid Resin (4)Material of Resin:Aminoplastic Based and Phenolic Based; BWP (Boiling water proof), Liquid, AminoplasticBased; MR (Moisture Resistant), Liquid,Aminoplastic Based; Grade-BWP,MR,BWR; Synthetic Resin Adhesives for Plywood (Phenolic, Aminoplasticand Bio-Materials Based), Type: MR/BWR/BWP, Description: Liquid,Material of Resin : Phenolic based / Aminoplastic based / Bio-Materials Based.; Type: BWP, Description: Liquid; Type: BWR, Description: Liquid; Type: MR, Description: Liquid; i) Name of the product: Synthetic Resin Adhesives for Plywood(Phenolic, Aminoplastic and Bio-Materials Based), Type-MR,Description-Liquid, Material of Resin-Aminoplasticbased; ii) Name of the product: Synthetic ResinAdhesives for Plywood (Phenolic, Aminoplastic and Bio-Materials Based),Type-BWP, Description-Liquid, Material of Resin-Phenolic based.. [Key Test Methods & Allied Standards]: Test Methods: Methods of test for plywood. Terminology: Timber Technology and Utilization of Wood, Bamboo and Cane - Glossary of Terms (Third Revision). Safety Standards: Ships and Marine Technology Cyber Safety
CED | IS 4351:2024 | Steel Frames for Doors - Specification (Third Revision) | Current | 2024-10-18 | 2024 |  | 03 | CED 11 - Doors, Windows And Shutter |  | Product Specification | Voluntary | 11 | 0 | 38 |  |  |  | Ministry of Housing and Urban Affairs | https://standards.bis.gov.in/website/standard-details?encryptedId=eyJpdiI6IkVTYm0wU1c3MVlGWE9YQnlja3g1Nmc9PSIsInZhbHVlIjoib2U1OWc1KzEwN0tQa0dCOUdnRXlWZz09IiwibWFjIjoiYzk0OThhNDY3YTMzNzRiODdmODM1MzhiNjIxODdkODFkOTc5ZDUxZmNkMWE2YTYzZTFkMmYwMDJjMDVjY2FkNyIsInRhZyI6IiJ9 | Current | 0 | Ministry of Housing and Urban Affairs | Building Materials including Paints | Door and Window and its Fittings | Doors and Windows | [Title]: IS 4351:2024 — Steel Frames for Doors - Specification (Third Revision). [Classification]: Under CED / CED 11 - Doors, Windows And Shutter, categorized under Building Materials including Paints > Door and Window and its Fittings > Doors and Windows (Ministry of Housing and Urban Affairs), Certification: Voluntary, Type: Product Specification. [Covered Varieties & Grades]: 9-PA-21,9-PB-21,9-PC-21,9-PD-21 and 9-PE-21; Modular Steel Door Frame - 9PBx20, Profile Type - B, Finish Painting, Material - Mild Steel; Name of the product : Steel Frames for Doors , Type of SteelFrame : Pressed , Door Designation : SD12, Profile Designation: B,Finish: Powder Coating Material: Mild Steel; Name of the product- Steel Frames for Doors, Type of Steel Frame--Pressed, Door Designation--SD7/ SD8/ SD9/ SD10/ SD11/ SD12, Profile Designation--B/D, Finish--Painting, Material--Mild steel; PROFILE B AND E; Steel Frames for Doors ¦ Type of Steel Frame: Pressed ¦ Door Designation: SD7/ SD8/ SD9/ SD10/ SD11/ SD12 ¦ Profile Designation: B ¦ Finish: Powder coating ¦ Material: Stainless Steel.; Type of Steel frame: Pressed, Door Designation: SD12 (upto and including 1200mm x 2100mm), Profile Designation: B, Finish: painting, Material Mild Steel. [Key Test Methods & Allied Standards]: Test Methods: Technical Supply Conditions for Threaded Steel Fasteners Part 13 Hot Dip Galvanized Coatings on Threaded Fasteners ( Third Revision ); Industrial fasteners - Threaded steel fasteners - Technical supply conditions: Part 19 axial load fatigue testing of bolts, screws and studs; Random sampling and randomization procedures (First Revision); METHODS OF TEST FOR RUBBER, VULCANIZED OR THERMOPLASTIC PART 2 DETERMINATION OF HARDNESS SECTION 5 INDENTATION HARDNESS BY IRHD POCKET METER METHOD ( Second Revision ); Raw optical glass -- Determination of birefringence; (+1 more). Terminology: Windows and Pedestrian Doors Vocabulary. Codes of Practice: Code of practice for painting of ferrous metals in buildings: Part 2 painting (First Revision); Technical supply conditions for threaded steel fasteners: Part 12 phosphate coatings on threaded fasteners (Second Revision). Components & Materials: CONTINUOUSLY PRE-PAINTED GALVANIZED STEEL SHEETS AND STRIPS - SPECIFICATION (Second Revision) Amendment - 1; Specification for preformed rigid polyurethane (Pur) and polyisocyanurate (Pir) foams for thermal insulation; Technical Supply Conditions for Threaded Steel Fasteners Part 14 Mechanical Properties of Corrosion-resistant Stainless steel Fasteners Section 2 Nuts with specified grades and property classes; Parliament Hinges -specification; STAINLESS STEEL PLATE, SHEET AND STRIP - SPECIFICATION (Third revision); (+3 more). Related Standards: Stainless Steel Butt Hinges; Steel Butt Hinges -; Technical supply conditions for threaded steel fasteners: Part 10 surface discontinuities - Nuts (Third Revision); Industrial fasteners - Threaded steel fasteners - Technical supply conditions: Part 18 packaging (Third Revision); Galvanized Steel Sheets (Plain and Corrugated); (+2 more)
CED | IS 2097:2024 | Low Expansion Foam Making Branch Pipe and Portable Foam Inductor - Specification (Third Revision) | Current | 2024-09-30 | 2024 |  | 03 | CED 22 - Fire Fighting |  | Product Specification | Voluntary | 3 | 0 | 14 | IS 2097 : 2012 |  |  |  | https://standards.bis.gov.in/website/standard-details?encryptedId=eyJpdiI6IjAranUrSFEwR0NiWjQxQ0M5eDlGdUE9PSIsInZhbHVlIjoieG9wRUhuQkp0RUtoSGJHYnRKSVFyQT09IiwibWFjIjoiY2U1YTM0ZjU1NjA1NTViZjcwMmU4MDlhOTNlMTBjY2I1YWZjN2NlY2YyMjhmZDUwNzQ3MjUwMzUwNTJkNGI3NiIsInRhZyI6IiJ9 | Current | 0 |  | Fire Fighting Equipments and Accessories | Fire Extinguishers, equipments , units and accessories | Fire Fighting Extinguishers & Equipment | [Title]: IS 2097:2024 — Low Expansion Foam Making Branch Pipe and Portable Foam Inductor - Specification (Third Revision). [Classification]: Under CED / CED 22 - Fire Fighting, categorized under Fire Fighting Equipments and Accessories > Fire Extinguishers, equipments , units and accessories > Fire Fighting Extinguishers & Equipment, Certification: Voluntary, Type: Product Specification. [Covered Varieties & Grades]: 1) FB 5X with inbuilt Foam Compound Inlet; 2) FB 10X Jet/Spray type with inbuilt Foam Compound Inlet ; 3) FB 10X Jet type with inbuilt Foam Compound Inlet; 4) FB 20X Jet/Spray type with inbuilt Foam Compound Inlet; 5) FB 20X Jet type with inbuilt Foam Compound Inlet; , FB10X JET TYPE DESIGN; FB 5X JET TYPE DESIGN WITH INBUILT FOAM COMPOUND INLET; FB 20X JET TYPE DESIGN WITH INBUILT FOAM COMPOUND INLET .; , Type & Design: FB 5X (Jet), FB 10X (Jet &Jet/Spray), FB 20X (Jet & Jet/Spray); , Variety: Non-, Type: FB 10X , Design: Jet. [Key Test Methods & Allied Standards]: Codes of Practice: Nīrkuṟi Analysis (Uromacroscopy) — Code of Practice. Components & Materials: Brass gravity die castings - Specification (Fourth Revision); Dimensions for wrought aluminium and aluminum alloys extruded round tube - Specification (Second Revision); Naval brass rods and sections for machining purposes - Specification (Third Revision); Specification for leaded brass ingots and casting (Second Revision); Specification for high tensile brass ingots and castings (Second Revision); (+7 more). Related Standards: Non-percolating flexible fire fighting delivery hose
CED | IS 16074:2024 | Steel Flush Door Shutters — Specification (First Revision) | Current | 2024-08-16 | 2024 |  | 01 | CED 11 - Doors, Windows And Shutter |  | Product Specification |  | 0 | 0 | 18 | IS 16074 : 2013 |  |  |  | https://standards.bis.gov.in/website/standard-details?encryptedId=eyJpdiI6IitRLytUTUNKb2JESCtrL2ZtY0xrdmc9PSIsInZhbHVlIjoiMlNRY2crUGlzVTIrRlZEcDJqWWZGUT09IiwibWFjIjoiODVhZjAzMDFkYzEwZjRhNDdlYTViNDY2ZGNkMTdlNTQxMzQ3MzIwYWQ5NWIxNDMyMzVlYjgyMTZjMTBhZmViMSIsInRhZyI6IiJ9 | Current | 0 |  | Building Materials including Paints | Door and Window and its Fittings | Doors and Windows | [Title]: IS 16074:2024 — Steel Flush Door Shutters — Specification (First Revision). [Classification]: Under CED / CED 11 - Doors, Windows And Shutter, categorized under Building Materials including Paints > Door and Window and its Fittings > Doors and Windows, Type: Product Specification. [Key Test Methods & Allied Standards]: Test Methods: Door shutters - Methods of tests (Third Revision). Terminology: Windows and Pedestrian Doors Vocabulary. Codes of Practice: Code of practice for painting of ferrous metals in buildings: Part 1 pretreatment (First Revision). Safety Standards: Safety Glass - Part 1 : General Purpose. Components & Materials: CONTINUOUSLY PRE-PAINTED GALVANIZED STEEL SHEETS AND STRIPS - SPECIFICATION (Second Revision) Amendment - 1; Specification for preformed rigid polyurethane (Pur) and polyisocyanurate (Pir) foams for thermal insulation; Slotted countersunk flat head screws Product grade A Fifth Revision of IS 1365; Powder coating - Specification; Specification for flat transparent sheet glass (Third Revision); (+6 more). Related Standards: Stainless Steel Butt Hinges; Steel Butt Hinges -; Galvanized Steel Sheets (Plain and Corrugated)
CED | IS 2556 (Part 15):2024 | Vitreous China Sanitary Appliances —Specification Part 15 Specific Requirements of Universal Water Closets (Third Revision) | Current | 2024-06-04 | 2024 |  | 03 | CED 03 - Sanitary Appliances And Water Fittings |  | Product Specification | Voluntary | 3 | 0 | 4 | IS 2556 : Part 15 : 2004 |  |  |  | https://standards.bis.gov.in/website/standard-details?encryptedId=eyJpdiI6IkZIT2hyYlZndkI0TTMzR3FvYmREZHc9PSIsInZhbHVlIjoiWUU0cHA1NHhWeUpkTHJCSElTY1VaZz09IiwibWFjIjoiY2QwMWEwNzEwNTRhMDM1NzJjZmRmOGMxZTFhMTUxOThlNTIxM2M5MjYyMzU1YmFmZDNlYzNlODMwMjc4YmI5MiIsInRhZyI6IiJ9 | Current | 0 |  | Building Materials including Paints | Sanitary Appliances, Tanks and Water Fittings | Sanitary Appliances and Accessories | [Title]: IS 2556 (Part 15):2024 — Vitreous China Sanitary Appliances —Specification Part 15 Specific Requirements of Universal Water Closets (Third Revision). [Classification]: Under CED / CED 03 - Sanitary Appliances And Water Fittings, categorized under Building Materials including Paints > Sanitary Appliances, Tanks and Water Fittings > Sanitary Appliances and Accessories, Certification: Voluntary, Type: Product Specification. [Key Test Methods & Allied Standards]: Test Methods: Methods for sampling of vitreous and fire clay sanitary appliances (Second Revision). Terminology: Ergonomics of human-system Interaction Part 302: Terminology for electronic visual displays ISO 9241-302. Components & Materials: Geometrical product specifications (GPS) - General concepts: Part 1 Model for geometrical specification and verification
CED | IS 710:2024 | MARINE PLYWOOD - SPECIFICATION (Third Revision) | Current | 2024-03-30 | 2024 |  | 03 | CED 20 - Wood And Other Lignocellulosic Products |  | Product Specification | Mandatory | 420 | 0 | 13 | IS 710 : 2010 |  |  | Ministry of Consumer Affairs, Food and Public Distribution - Department of Consumer Affairs | https://standards.bis.gov.in/website/standard-details?encryptedId=eyJpdiI6IjBTMENEQUVBODQwcjlxMXVvSDlVeWc9PSIsInZhbHVlIjoiR3llNGpPWDdXQXlqTktvNHRmcUpnUT09IiwibWFjIjoiOThjOGJhODhiN2U2YmIzNGIxZmQ5MmY5ODExYjYwZTljMGNiMGQzMjAwYjkzMzZkNTgxYWZlOTJlOTc2NGJlNSIsInRhZyI6IiJ9 | Current | 0 | Ministry of Consumer Affairs, Food and Public Distribution - Department of Consumer Affairs | Building Materials including Paints | Timber, Wood and Wood Products | Plywood, Veneers, Laminates & Adhesives | [Title]: IS 710:2024 — MARINE PLYWOOD - SPECIFICATION (Third Revision). [Classification]: Under CED / CED 20 - Wood And Other Lignocellulosic Products, categorized under Building Materials including Paints > Timber, Wood and Wood Products > Plywood, Veneers, Laminates & Adhesives (Ministry of Consumer Affairs, Food and Public Distribution - Department of Consumer Affairs), Certification: Mandatory, Type: Product Specification. [Covered Varieties & Grades]: (1) Marine Plywood, Thickness (mm)-upto and including 19 mm ,Formaldehyde Class- E2, without Steady-State Formaldehyde Emission test(optional test).; For Thickness upto and including 19mm; Marine Ply wood, Thickness- Upto and including 25mm,Formaldehyde Class- E1,Without Steady State Formaldehyde Emission Test; Marine Plywood for Thickness upto and including 19 mm; Marine Plywood for length upto 2440mm, width upto 1220mm & thickness upto 25mm; Marine Plywood, Size- for Thickness upto andincluding -20 mm; Marine Plywood, Thickness- from 4 mm upto and 19mm, Formaldehyde class- E1, without Steady state formaldehyde emission.; Marine Plywood,for thickness up to and including 25mm; Marine plywood for length upto 2400mm, width upto 1220mm and thickness upto 25mm; SIZE-2440X1220X12MM GRADE- BWP; Grade BWP, sizes upto and including 2440 mm x 1220 mm x 19 mm. [Key Test Methods & Allied Standards]: Test Methods: Method for Determination of Formaldehyde Content in Wood-Based Panels by Extraction Method Called Perforator Method ( First Revision ); Methods of test for plywood; Methods for estimation of preservatives in treated timber and in treating solutions: Part 1 Deterrmination of copper, arsenic, chromium, zinc, boron, creosote and fuel oil; Wood/Lignocellulosic Based Panel Products - Methods of Sampling; Wood based panels - Determination of formaldehyde release: Part 1 formaldehyde emission by the 1 - Cubic - Metre chamber method. Terminology: Trade Names and Abbreviated Symbols for Timber Species (Third Revision); Timber Technology and Utilization of Wood, Bamboo and Cane - Glossary of Terms (Third Revision). Components & Materials: Water Soluble Type Wood Preservatives: Part 1 Acid-Copper-Chrome (Acc) Preservative; Water Soluble Type Wood Preservatives: Part 3 Copper-Chrome-Boron (Ccb) Wood Preservative; Specification for preservative treated plywood; Synthetic Resin Adhesives for Plywood (Phenolic, Aminoplastic and Bio-Materials Based) - Specification ( Third Revision ). Related Standards: Permissible Moisture Content for Timber Used for Different Purposes - Recommendations (Third Revision)
CED | IS 1326:2023 | Non-Coniferous Sawn Timber (Baulks and Scantling) - Specification (Third Revision) | Current | 2024-01-09 | 2023 |  | 03 | CED 09 - Timber And Timber Stores |  | Product Specification |  | 0 | 0 | 5 | IS 1326 : 1992 |  |  |  | https://standards.bis.gov.in/website/standard-details?encryptedId=eyJpdiI6IkEwOFN5UTl2bmhkdVdXQjdFZUE1c3c9PSIsInZhbHVlIjoiVWJ4Q0wxQUdzMWRtbzJBTFkydjZ4Zz09IiwibWFjIjoiOGRjNzMyNzdjMGUxOTE3N2FmYWQ5NDI1NGE3ZTYxNmUzNzkzYjAwZmU1N2M3ZDdjODAzMzU5NGRjYTczNjk0MCIsInRhZyI6IiJ9 | Current | 0 |  | Building Materials including Paints | Timber, Wood and Wood Products | Timber, Bamboo and their engineering | [Title]: IS 1326:2023 — Non-Coniferous Sawn Timber (Baulks and Scantling) - Specification (Third Revision). [Classification]: Under CED / CED 09 - Timber And Timber Stores, categorized under Building Materials including Paints > Timber, Wood and Wood Products > Timber, Bamboo and their engineering, Type: Product Specification. [Key Test Methods & Allied Standards]: Test Methods: Methods of measurement and evaluation of defects in timber: Part 2 Converted timber. Terminology: Trade Names and Abbreviated Symbols for Timber Species (Third Revision); Timber Technology and Utilization of Wood, Bamboo and Cane - Glossary of Terms (Third Revision). Codes of Practice: Seasoning of Timber - Code of practice (Second Revision); Preservation of Timber - Code of Practice (Fourth Revision)
CED | IS 2674:2023 | Battened Plywood Cases - Specification Third Revision | Current | 2024-01-09 | 2023 |  | 03 | CED 09 - Timber And Timber Stores |  | Product Specification |  | 0 | 0 | 5 | IS 2674 : 1988 |  |  |  | https://standards.bis.gov.in/website/standard-details?encryptedId=eyJpdiI6IjQrYnVkTVdQQUdaWVAzTWhqa0xhNWc9PSIsInZhbHVlIjoiaml6U1lvYTFyaU9DZ3BWMldUNG9UQT09IiwibWFjIjoiMTEzYzFhM2UyMjBmMDNkNzY5NzI4YjIyNzQ0YjI2NWViNWMxYTIxNDM1YjE2NjFmNWY0NDk4OGRmY2I4OGMxMCIsInRhZyI6IiJ9 | Current | 0 |  | Building Materials including Paints | Timber, Wood and Wood Products | Timber, Bamboo and their engineering | [Title]: IS 2674:2023 — Battened Plywood Cases - Specification Third Revision. [Classification]: Under CED / CED 09 - Timber And Timber Stores, categorized under Building Materials including Paints > Timber, Wood and Wood Products > Timber, Bamboo and their engineering, Type: Product Specification. [Key Test Methods & Allied Standards]: Terminology: Glossary of wooden packaging terms; Timber Technology and Utilization of Wood, Bamboo and Cane - Glossary of Terms (Third Revision). Components & Materials: IS 303: 2024 Plywood for General Purposes - Specification (fourth revision) ( Draft Second Amendment of IS 303:2024) ( ICS 79.060.10); Timber species suitable for wooden packaging - Specification (Second Revision); Steel Countersunk Head Wire Nails - Specification ( Second Revision )
CED | IS 1478:2023 | Clay Flooring Tiles Specification | Current | 2023-12-04 | 2023 |  | 03 | CED 30 - Clay And Stabilized Soil Products For Construction |  | Product Specification |  | 0 | 0 | 2 | IS 1478 : 1992 |  |  |  | https://standards.bis.gov.in/website/standard-details?encryptedId=eyJpdiI6InQ4Vnh6Wmg2RzcvK0ROakJ5WDBvRmc9PSIsInZhbHVlIjoiYmdzOTI0YlY3TUs5WEZOWGxxeU5aQT09IiwibWFjIjoiMDRmZTMxNmVkN2JlNmIzMWEzYTU1YTg0MTE0YzE0ZDhmMTg0ZjRjNjg1MTBhZDI2MTZhZGM2YjIxYmJhMTM1ZSIsInRhZyI6IiJ9 | Current | 0 |  | Building Materials including Paints | Clay products | Bricks, blocks and other clay products | [Title]: IS 1478:2023 — Clay Flooring Tiles Specification. [Classification]: Under CED / CED 30 - Clay And Stabilized Soil Products For Construction, categorized under Building Materials including Paints > Clay products > Bricks, blocks and other clay products, Type: Product Specification. [Key Test Methods & Allied Standards]: Terminology: Clay Products for Buildings - Glossary of Terms. Components & Materials: Limits and Methods of Measurement of Radio Disturbance Characteristics PART 2 Electromagnetic Compatibility (EMC) - Requirements for Household Appliances, Electric Tools and Similar Apparatus Section 1 Emission ( Fourth Revision)
CED | IS 1196:2023 | Laying Bitumen Mastic Flooring - Code of Practice (Third Revision) | Current | 2023-11-02 | 2023 |  | 03 | CED 05 - Flooring, Wall Finishing And Roofing |  | Code of Practice |  | 0 | 0 | 5 | IS 1196 : 1978 |  |  |  | https://standards.bis.gov.in/website/standard-details?encryptedId=eyJpdiI6InJURjVLek1SV1hJK3h3QmExSkw4R1E9PSIsInZhbHVlIjoic003NEhqNWE4YUVETlZvQkZPQTNidz09IiwibWFjIjoiZmU4YTI0NWU2ZDFmMTMwZDdkMDI4ODI2MTk0MDlmYmE3NGI5ODE5MDdlOWNjMjQ1NWY4MDA3MWVjYzMzM2VhMCIsInRhZyI6IiJ9 | Current | 0 |  | Coal and Petroleum products | Coal and related products | Bitumen and Tar products | [Title]: IS 1196:2023 — Laying Bitumen Mastic Flooring - Code of Practice (Third Revision). [Classification]: Under CED / CED 05 - Flooring, Wall Finishing And Roofing, categorized under Coal and Petroleum products > Coal and related products > Bitumen and Tar products, Type: Code of Practice. [Key Test Methods & Allied Standards]: Test Methods: DETERMINATION OF AVERAGE CRYSTAL SIZE OF MAGNESIA. Terminology: Raw Optical Glass -- Vocabulary. Components & Materials: Bitumen - Mastic for flooring - Specification (Third Revision); Bitumen Felts for Water Proofing and Damp-proofing - Specification (Fourth Revision); Glass Fibre Base Bitumen Felts - Specification (Second Revision)
CED | IS 3367:2023 | BURNT CLAY TILES FOR USE IN LINING IRRIGATION AND DRAINAGE WORKS - SPECIFICATION | Current | 2023-04-03 | 2023 |  | 03 | CED 30 - Clay And Stabilized Soil Products For Construction |  | Product Specification |  | 0 | 0 | 3 | IS 3367 : 1993 |  |  |  | https://standards.bis.gov.in/website/standard-details?encryptedId=eyJpdiI6IjUzUkhTZDhKd1hBNjFSYi9lcXdHcWc9PSIsInZhbHVlIjoiRVVpN2xWRnQxR1p6WHJJaTYvcEJXdz09IiwibWFjIjoiOTBhYmQyNTNmYjZjMTc2ZmNjODEwZmE1MWU2MDE5MzI3NzkxZWMyMzdhNWQ5MTM3ZDJjMzhmZWI5NzNlYTZkOCIsInRhZyI6IiJ9 | Current | 0 |  | Building Materials including Paints | Clay products | Bricks, blocks and other clay products | [Title]: IS 3367:2023 — BURNT CLAY TILES FOR USE IN LINING IRRIGATION AND DRAINAGE WORKS - SPECIFICATION. [Classification]: Under CED / CED 30 - Clay And Stabilized Soil Products For Construction, categorized under Building Materials including Paints > Clay products > Bricks, blocks and other clay products, Type: Product Specification. [Key Test Methods & Allied Standards]: Test Methods: Burnt Clay Bricks and Burnt Clay Tiles - Methods of Sampling; Burnt Clay Building Bricks — Methods of Tests Part 2 Determination of Water Absorption ( Fourth Revision )
CED | IS 3951 (Part 2):2023 | HOLLOW CLAY TILES FOR FLOORS AND ROOFS SPECIFICATION PART 2 STRUCTURAL TYPE | Current | 2023-03-03 | 2023 |  | 03 | CED 30 - Clay And Stabilized Soil Products For Construction |  | Product Specification |  | 0 | 0 | 3 | IS 3951 : Part 2 : 2009 |  |  |  | https://standards.bis.gov.in/website/standard-details?encryptedId=eyJpdiI6IlBkUjFhWGIvcS9lTDhiN0tUQWZXMFE9PSIsInZhbHVlIjoicWpGcC9VcTJRK1gwQWwvV2w4MG5mZz09IiwibWFjIjoiZGNmODAxZmE5YmRlZDY4NzdiOWY3MmI2MGM2ZTRlZTg1ZDExODg0MTk3MmUyMTQ2YTAxN2Q3ZWExN2I3ZjQ4YSIsInRhZyI6IiJ9 | Current | 0 |  | Building Materials including Paints | Clay products | Bricks, blocks and other clay products | [Title]: IS 3951 (Part 2):2023 — HOLLOW CLAY TILES FOR FLOORS AND ROOFS SPECIFICATION PART 2 STRUCTURAL TYPE. [Classification]: Under CED / CED 30 - Clay And Stabilized Soil Products For Construction, categorized under Building Materials including Paints > Clay products > Bricks, blocks and other clay products, Type: Product Specification. [Key Test Methods & Allied Standards]: Test Methods: Burnt Clay Bricks and Burnt Clay Tiles - Methods of Sampling. Terminology: Clay Products for Buildings - Glossary of Terms. Components & Materials: Coarse and Fine Aggregate for Concrete - Specification (Third Revision)
CED | IS 11384:2022 | Composite Construction in Structural Steel and Concrete - Code of Practice | Current | 2022-09-30 | 2022 |  | 01 | CED 38 - Special Structures |  | Code of Practice |  | 0 | 0 | 1 | IS 11384 : 1985, IS 3935 : 1966 |  |  |  | https://standards.bis.gov.in/website/standard-details?encryptedId=eyJpdiI6IlM5NGRxdDRZNWNkd3lpZWlaUWxrK1E9PSIsInZhbHVlIjoiYTRYTXYrVUk2bS83S2lrYk9KZ2xOUT09IiwibWFjIjoiYjBhYmQ2NThhZDc0M2ZiNzE1YjkwODZlM2I3MWRiZDY1ZTViZTkyNGNjYTA2N2ZmZDFlMWY5Nzc1N2M1NWJkYiIsInRhZyI6IiJ9 | Current | 0 |  | Civil Engineering Design and Construction | Concrete structures | Special Structures | [Title]: IS 11384:2022 — Composite Construction in Structural Steel and Concrete - Code of Practice. [Classification]: Under CED / CED 38 - Special Structures, categorized under Civil Engineering Design and Construction > Concrete structures > Special Structures, Type: Code of Practice
CED | IS 14268:2022 | Uncoated Stress Relieved Low Relaxation Seven-Wire (Ply) Strand for Prestressed Concrete -Specification (Second Revision) | Current | 2022-06-30 | 2022 |  | 03 | CED 54 - Concrete Reinforcement |  | Product Specification | Mandatory | 11 | 0 | 8 |  |  | ISO 6934-1 & 6934-4 |  | https://standards.bis.gov.in/website/standard-details?encryptedId=eyJpdiI6ImFwdnVXM2lCQ0JyejhSSEdudFdlMXc9PSIsInZhbHVlIjoiZ3MrVndPbFBZdXYrWERNOWJYM1Z2QT09IiwibWFjIjoiOTI1NGFhZWI3OGM1ZmNhZDIyNzZlYWFhMTEyYmJmODE0MTY0MjZkM2VhZjYzZWE3NjA5OTc1NmEwNWE1NTljMSIsInRhZyI6IiJ9 | Current | 0 |  | Metals, Alloys and Metal Products (including Steel Products) | Steel Products for Concrete Reinforcement | Steel Reinforcement for Reinforced and Prestressed Concrete Constructions | [Title]: IS 14268:2022 — Uncoated Stress Relieved Low Relaxation Seven-Wire (Ply) Strand for Prestressed Concrete -Specification (Second Revision). [Classification]: Under CED / CED 54 - Concrete Reinforcement, categorized under Metals, Alloys and Metal Products (including Steel Products) > Steel Products for Concrete Reinforcement > Steel Reinforcement for Reinforced and Prestressed Concrete Constructions, Certification: Mandatory, Type: Product Specification. [Covered Varieties & Grades]: Class-IIof size 12.7mm diameter Class II of size 9.5mm & 15.2mm diameter; Designation of Strand : Nominal Diameter : 6.4 mm, 6.9 mm, 7.0 mm, 8.0 mm, 8.6 mm, 9.0 mm, 9.3 mm, 9.6 mm, 11.0 mm, 11.3 mm, 12.5 mm, 12.7 mm, 12.9 mm, 13.0 mm, and 15.2 mm; Tensile Strength : 1770 MPa and 1860 MPa; Type of Strand : Plain, Indented, and Compacted.; Designation of strand 15.2-1860-C ,6.9-1860-P , 7.0 1860-P , 8.0 1860-P , 9.0 1860-P , 9.3 -1860-P , 9.6-1860-P , 11.0-1860-P , 11.3-1860-P , 12.5-1860-P , 12.7 1860-P , 12.9-1860-P , 13.0-1860-P , 15.2-1860-P, 15.7-1860-P ,12.7-1860-C, 15.2-1860-C; Nominal Diameter 12.50 mm, 12.90 mm,15.20 mm, 15.70 mm, Nominal Tensile Strength1860 MPa Type of Strand: Plain.; Nominal Diameter 15.2mm Tensile Strength 1860 Type of Strand P; Nominal Diameter6.9mm , 7 mm, 8mm, 9mm, 9.3mm comma 9.6mm , 11mm , 11.3mm12.5mm , 12.9mm and 13mm Tensile Strength 1860 Type of Strand P; Nominal Diameter 15.7 mm, Tensile Strength -1860 Mpa , Type - Plain; Nominal Diameter of Strand (mm) -6.9,7.0,8.0,9.0,9.3,9.6,11.0,11.3,12.5,12.9,13.0,15.2,15.7,Tensilestrength 1860 MPa, Type of Strand- Plain; Nominal Diameter of Strand (mm) -6.9,9.0,9.3,9.6,11.0,12.5,12.7, Tensile strength 1770 MPa, Type of Strand- Plain; Nominal Diameter (in mm): 9.0, 9.3, 9.6, 11.0, 11.3, 12.5, 12.9, 13, 15.2, 15.7, Nominal Tensile Strength: 1960, Type of Strand: Plain.; Nominal diameter(mm)- 6.9, 7.0, 8.0, 9.0, 9.3, 9.6, 11.0, 11.3, 12.5, 12.9, 13.0, 15.2, Nominal tensile strength(Mpa) - 1860, Type of strand- Plain; Nominal diameter(mm)- 6.9, 9.0, 9.3, 9.6, 11.0, 12.5, 12.7, 15.2, Nominal tensile strength(Mpa) - 1770, Type of strand- Plain; NominalDiameter ofStrand(mm)-6.9,7.0,8.0,9.0,9.3,9.6,11.0,11.3,12.5,12.9,13.0,15.2,15.7, Tensile Strength (MPa) -1860, Type of Strand -Plain; Nominal Diameter of Strand (mm)-12.7,15.2, Tensile Strength(MPa) 1860, Type of Strand - Compacted; UNCOATED STRESS RELIVED LOW RELAXATION SEVEN WIRE (PLY) STRAND FOR?PRESTRESSED CONCRETE-CLASS 2 AND NOMINAL DI.... [Key Test Methods & Allied Standards]: Test Methods: Metallic materials - Tensile testing - Part 1 : Method of test at room temperature ( Fifth Revision). Terminology: Glossary of terms relating to iron and steel: Part 1 general metallurgy, heat treatment and testing (First Revision). Codes of Practice: RULES FOR ROUNDING OFF NUMERICAL VALUES (Second Revision). Components & Materials: General requirements for the supply of metallurgical materials (Second Revision). Related Standards: High Carbon Steel Wire Rods
CED | IS 3036:2022 | Laying Lime Concrete for a Waterproofed Roof Finish - Code of Practice (Third Revision) | Current | 2022-03-31 | 2022 |  | 03 | CED 41 - Waterproofing And Damp-proofing |  | Code of Practice |  | 0 | 0 | 13 | IS 3036 : 1992 |  |  |  | https://standards.bis.gov.in/website/standard-details?encryptedId=eyJpdiI6Ill4RzZLWEdwZjdiUWhubS92dXJTS1E9PSIsInZhbHVlIjoiS2cwN0FwSUh2MFN3V3Q5VlA3TVlLdz09IiwibWFjIjoiOGVjNzI3NmFmMDQxZDgxNWExMWQwMzRkZTYzZWVjNjhiZWUzNDUyZmFmMzk3ZTI1YjkzYWRmYWY1MjUzY2NhYSIsInRhZyI6IiJ9 | Current | 0 |  | Civil Engineering Design and Construction | Construction practices, measurement and management | Water proofing & Damp proofing | [Title]: IS 3036:2022 — Laying Lime Concrete for a Waterproofed Roof Finish - Code of Practice (Third Revision). [Classification]: Under CED / CED 41 - Waterproofing And Damp-proofing, categorized under Civil Engineering Design and Construction > Construction practices, measurement and management > Water proofing & Damp proofing, Type: Code of Practice. [Key Test Methods & Allied Standards]: Codes of Practice: Field Slaking of Building Lime and Preparation of Putty - Code of practice (Second Revision); Preparation and use of masonry mortars - Code of practice (First Revision); Preparation and use of lime concrete - Code of practice (Second Revision); Plain and reinforced concrete - Code of practice (Fourth Revision); Code of practice for general design details and preparatory work for damp-proofing and water-proofing of buildings (First Revision). Components & Materials: Specification for Calcined Clay Pozzolana (Second Revision); BURNT CLAY FLAT TERRACING TILES - SPECIFICATION: PART 1 MACHINE MADE (Third Revision); Broken brick (burnt clay) coarse aggregates for use in lime concrete - Specification (Second Revision); Coarse and Fine Aggregate for Concrete - Specification (Third Revision); Specification for lime - Pozzolana mixture (First Revision); (+2 more)
CED | IS 2372:2021 | Timber for Cooling Towers - Specification ( Third Revision ) | Current | 2021-01-31 | 2021 | 2026 | 03 | CED 09 - Timber And Timber Stores |  | Product Specification |  | 0 | 0 | 1 |  |  |  |  | https://standards.bis.gov.in/website/standard-details?encryptedId=eyJpdiI6IlliNnBEajd6T2RsMS9aaWFYZ1BNM1E9PSIsInZhbHVlIjoiQkxrOWZKT3B5Wk5ubGdoZnB6T3JJZz09IiwibWFjIjoiODM0ZjEyZDhlMWVlM2VmY2FlOTJhOWNiNzZjNmM3ZjgzODU2ZWM2Y2MzYzM3NzZiOWMzY2U1MWUyODJhOTg2OSIsInRhZyI6IiJ9 | Current | 0 |  | Building Materials including Paints | Timber, Wood and Wood Products | Timber, Bamboo and their engineering | [Title]: IS 2372:2021 — Timber for Cooling Towers - Specification ( Third Revision ). [Classification]: Under CED / CED 09 - Timber And Timber Stores, categorized under Building Materials including Paints > Timber, Wood and Wood Products > Timber, Bamboo and their engineering, Type: Product Specification
CED | IS 5509:2021 | Fire Retardant Plywood - Specification ( Third Revision ) | Current | 2021-01-31 | 2021 | 2026 | 03 | CED 20 - Wood And Other Lignocellulosic Products |  | Product Specification | Mandatory | 112 | 0 | 1 |  |  |  |  | https://standards.bis.gov.in/website/standard-details?encryptedId=eyJpdiI6Ik1LY2dHRzVNWTBFS05EcmV2bHJNQmc9PSIsInZhbHVlIjoidkVqVTJBdUVqbW9aUUxWR0JUSmdqdz09IiwibWFjIjoiYzc1MjI4MDc2YjExMjExMzMzM2IwMzRkODNhY2VhNDgzYTUyOGE3ODI1NzRkNTU0ZjIzNTVhOGY3NThlOWZiNSIsInRhZyI6IiJ9 | Current | 0 |  | Building Materials including Paints | Timber, Wood and Wood Products | Timber, Bamboo and their engineering | [Title]: IS 5509:2021 — Fire Retardant Plywood - Specification ( Third Revision ). [Classification]: Under CED / CED 20 - Wood And Other Lignocellulosic Products, categorized under Building Materials including Paints > Timber, Wood and Wood Products > Timber, Bamboo and their engineering, Certification: Mandatory, Type: Product Specification. [Covered Varieties & Grades]: (1). Name of the product - Fire retardant plywood (2). Type of fire retardant Type 1 (3). Preservative treatment- Soaking treatment, (4). Thickness- From 3 mm to upto and including 19 mm; FIRE RETARDANT PLYWOOD, TYPE 1, Soaking Treatment- , Thickness- from 3mm upto and including 25mm; Fire Retardant Plywood , Type of fire retardant Type 5 (Combination of ammonium sulphate and ammonium phosphate) , Preservative treatment - , Thickness Upto and including 19 mm; Fire Retardant Plywood, Type of fire retardant-Type 1 (Ammonium phosphate), Type of Preservative treatment- Soaking, , Thickness of Upto and including 25 mm.; Fire Retardant Plywood, Type- 5, Preservative treatment- Soaking Treatment, Thickness- up to and including 25mm; Fire Rretardant plywood treated with fire retardant for interior or exterior use not subject to leaching by rain water; Fire retardant Plywood for the following varieties: Grade BWR, Type-V, Length upto 2440mm, Width upto 1220mm & Thickness upto 25mm; Type of Fire Retardant- Type 1?(Ammonium Phosphates), Without Preservative Treatment; Thickness- Upto and including 25mm; Type of Fire Retardant- Type 5, Thickness upto and including 19 mm; Type of fire retardant: Type 1, Preservative treatment: Treatment of plywood by pressure impregnation after manufacture, Thickness: Upto and including 19 mm.
CED | IS 15834:2020 | Stainless Steel Sliding Door Bolts ( Aldrops ) for Use With Padlocks - Specification ( First Revision ) | Current | 2020-12-31 | 2020 | 2025 | 01 | CED 15 - Builder's Hardware |  | Product Specification |  | 6 | 0 | 5 |  |  |  | Ministry of Commerce and Industry | https://standards.bis.gov.in/website/standard-details?encryptedId=eyJpdiI6IjFWc0tCUmt5YXVrNjJJbDNjMW1QbFE9PSIsInZhbHVlIjoiYmpadTBVZW50d3d0ZE1vVUN2TytXdz09IiwibWFjIjoiOTRlZTNmODQ4NWYyMjQ0ZDcwY2EwZGYxZWVhOGJjODg1MGIwM2Y5ODM3MmIyMWRmOTg5NGVmN2ZlZTliMDAyYiIsInRhZyI6IiJ9 | Current | 0 | Ministry of Commerce and Industry | Building Materials including Paints | Door and Window and its Fittings | Doors and Windows | [Title]: IS 15834:2020 — Stainless Steel Sliding Door Bolts ( Aldrops ) for Use With Padlocks - Specification ( First Revision ). [Classification]: Under CED / CED 15 - Builder's Hardware, categorized under Building Materials including Paints > Door and Window and its Fittings > Doors and Windows (Ministry of Commerce and Industry), Type: Product Specification. [Covered Varieties & Grades]: 200mm, D=14mm; 250mm, D=14mm; 200mm, D=16mm; 250mm, D=16mm; 300mm, D=16mm; Clip Type, Bolt Diameter 16mm, Size 300mm; I) Type Clip, size 200mm, 250mm 300mm, Bolt Diameter 16mm ii) Type Clip, 250mm , Bolt Diameter 14mm; STAINLESS STEEL SLIDING DOOR BOLTS FOR USE WITH PADLOCK, TYPE - CLIP TYPE, SIZE(LENGHT OF BOLT)- 300MM, BOLT DIAMETER - 16MM; STAINLESS STEEL SLIDING STEEL DOOR BOLTS FOR USE WITH PADLOCK, TYPE- CLIP TYPE, SIZE LENGTH OF BOLT)- 250 MM, BOLT DIAMETER- 14 MM; Name of the Product -Stainless Steel sliding door bolts (Aldrops) for use with padlocks,Type -Clip type,Size -200 mm/ 250 mm/ 300 mm, Bolt diameter 16 mm; a) Stainless Steel sliding door bolts (Aldrops) for use with padlocks, Type- Clip type, Size- 150mm/ 200 mm/ 250mm, Bolt diameter 12 mm b) Stainless Steel sliding door bolts (Aldrops) for use with padlocks, Type-Clip type, Size - 150mm/ 200 mm/ 250mm /300mm, Bolt diameter 14 mm c) Stainless Steel sliding door bolts (Aldrops) for use with padlocks, Type-Clip type, Size - 150mm/ 200 mm/ 250mm /300mm/350mm/400mm, Bolt diameter 16 mm; i) Clip Type, Bolt Diameter 12mm, Size 200mm and 250mm ii) Clip Type, Bolt Diameter 16mm, Size 200mm, 250mm, 300mm, 350mm and 400mm; Stainless steel Sliding door bolts for use with Padlocks, Type- clip type, Size (Length of Bolt) 300MM, Bolt Diameter 14MM Stainless steel sliding door bolt for use with Padlocks, Type- clip type, Size (Length of Bolt) 200MM, Bolt Diameter 14MM. [Key Test Methods & Allied Standards]: Test Methods: Random sampling and randomization procedures (First Revision); Methods of testing corrosion resistance of electroplated and anodized aluminium coatings by neutral salt spray test; Metallic materials - Tensile testing - Part 1 : Method of test at room temperature ( Fifth Revision). Components & Materials: Stainless steel wire rods - Specification (First Revision); STAINLESS STEEL PLATE, SHEET AND STRIP - SPECIFICATION (Third revision)
CED | IS 784:2019 | Prestressed concrete pipes (Including Specials) - Specification (Third Revision) | Current | 2019-03-31 | 2019 | 2024 | 03 | CED 53 - Cement Matrix Products |  | Product Specification | Voluntary | 21 | 0 | 25 |  |  |  |  | https://standards.bis.gov.in/website/standard-details?encryptedId=eyJpdiI6ImtsTGxSS25XTWJQK0xlbmZIdUFRN3c9PSIsInZhbHVlIjoiblVDQ2VJbUhrOWpKTUpyZk1mRlpRQT09IiwibWFjIjoiZTMxMzZkZmJkMzg1MjAyNjlkMjdkZDcwMWM0ZGMzODY4NWUxNmI4MTE1YWNjZGUyZDhhMzI3Zjc3MmU1NTA2NiIsInRhZyI6IiJ9 | Current | 0 |  | Building Materials including Paints | Cement, concrete and Allied Products | Concrete Poles, Pipes and Lined /Coated Steel Pipes | [Title]: IS 784:2019 — Prestressed concrete pipes (Including Specials) - Specification (Third Revision). [Classification]: Under CED / CED 53 - Cement Matrix Products, categorized under Building Materials including Paints > Cement, concrete and Allied Products > Concrete Poles, Pipes and Lined /Coated Steel Pipes, Certification: Voluntary, Type: Product Specification. [Covered Varieties & Grades]: 350mm,400mm,450mm, 500mm,600mm,700mm, 800mm,900mm,1000mm, 1100mm,1200mm 1300mm,Factory test pressure upto and including 14kg/cm2,,Confined Joint (Excluding Specials and not for drainage,sewerage and culverts purpose)); ,,spigot and socket type with steel joint ring embedded (excluding specials and not for drainage, sewerage and culverts purpose) of Nominal internal diameter of 600 mm, 700 mm, 800 mm,900 mm, 1000 mm, 1100 mm,1200 mm, 1300 mm, 1400 mm, 1500 mm, 1600 mm, 1700 mm and 1800 mm, factory test pressure upto and including 24 kg/cm2; , , Factory test pressure up to and including 16 Kg/cm2 comma Nominal Internal Diameter: 350 mm - 500mm, Spigot and socket type with steel joint ring embedded.; , , spigot and socket type with steel joint ring embedded of Nominal internal diameter of 600 mm to 900 mm, 1000 mm to 1200 mm, 1300 mm to 1600 mm, factory test pressure up to and including 16 kg/cm2.; Prestressed concrete non-, , Nominal internal diameter 350 mm, 500 mm, 600 mm, 900 mm 1000 mm, 1200 mm, 1300 mm, 1400 mm; Prestressed concrete non-, , Nominal internal diameter 900 mm; ,1800mm,1900mm,2000mm, 2100mm, 2200mmUpto 16kg cm2 ; , Nominal Internal Diameter600 mm, 700 mm, 800 mm, 900 mm, and 1200 mm with Spigot and Socket typewith steel joint ring embedded, excludingspecials.; ,Nominal Internal Diameter 1000 mm, 1100mm,1300 mm and 1400 mm withSpigot and Socket type with steel joint ringembedded,excluding specials.; ; Pressure upto and including 10 kg/cm2; Nominal Internal Diameter 1500 mm, 1600mm,1700 mm and 1800 mm; Type of Joint (As applicable) : Spigot and Socket type with steel joint ring embedded, excluding specials.; , 1100 mm, 1300 mm, and 1500 mm with Spigot and Socket type withsteel joint ring embedded.; , 700mm, 800 mm,900 mm, 1200 mm and 1400 mm with Spigot andSocket type with steel jointring embedded; ; Pressure upto and including 21 kg/cm2; Nominal Internal Diameter : 500mm, 600mm, 700mm, 800mm, 900mm, 1000mm, 1100mm, 1200mm, 1300mm, 1400mm, 1500mm,.... [Key Test Methods & Allied Standards]: Test Methods: Concrete pipes - Methods of test. Codes of Practice: Code of practice for liquid penetrant flaw detection (Second Revision); Plain and reinforced concrete - Code of practice (Fourth Revision); Code of Practice for Laying of Concrete Pipes. Components & Materials: Hot-Rolled Steel Strip for Welded Tubes and Pipes - Specification ( Third Revision); Specificatioon for Sulphate Resisting Portland Cement; Specification for Portland pozzolana cement Part 1 Flyash based; Specification for Hard - Drawn Steel Wire Fabric for Concrete Reinforcement (Second Revision); Specification for Plain Hard Drawn Steel Wire for Prestressed Concrete: Part 2 As-Drawn Wire (First Revision); (+15 more)
CED | IS 10 (Part 2):2013 | Plywood Tea-Chests - Specification: Part 2 Plywood (Sixth Revision) | Current | 2013-08-31 | 2013 | 2023 | 06 | CED 09 - Timber And Timber Stores |  | Product Specification |  | 0 | 0 | 6 |  |  |  | Ministry of Environment, Forest and Climate Change, Ministry of Micro, Small and Medium Enterprises | https://standards.bis.gov.in/website/standard-details?encryptedId=eyJpdiI6IkNBald6eC9KYjNFQVc3aXQ3S21UQmc9PSIsInZhbHVlIjoiTmRSODVGZTJoajJtUE1yY3Vzck9mdz09IiwibWFjIjoiOWJiZTE0ZTcyNzViNDRmNzE3NDFjMDVlMmQ5NTQxYTRjZTFkODE5OWY2MDc3ZGU4NTBjNDhjMjc2NDAyMGI1YiIsInRhZyI6IiJ9 | Current | 0 | Ministry of Environment, Forest and Climate Change, Ministry of Micro, Small and Medium Enterprises | Building Materials including Paints | Timber, Wood and Wood Products | Timber stores | [Title]: IS 10 (Part 2):2013 — Plywood Tea-Chests - Specification: Part 2 Plywood (Sixth Revision). [Classification]: Under CED / CED 09 - Timber And Timber Stores, categorized under Building Materials including Paints > Timber, Wood and Wood Products > Timber stores (Ministry of Environment, Forest and Climate Change, Ministry of Micro, Small and Medium Enterprises), Type: Product Specification. [Key Test Methods & Allied Standards]: Test Methods: Methods for estimation of preservatives in treated timber and in treating solutions: Part 1 Deterrmination of copper, arsenic, chromium, zinc, boron, creosote and fuel oil; Random sampling and randomization procedures (First Revision); Methods of test for plywood (Parts 1 to 20 in one volume) PART I DETERMINATION OF DENSITY AND--MOISTURE CONTENT. Terminology: Timber Technology and Utilization of Wood, Bamboo and Cane - Glossary of Terms (Third Revision). Components & Materials: Plywood Tea-Chests - Specification: Part 1 General (Fifth Revision)
CED | IS 7193:2013 | Glass Fibre Base Bitumen Felts - Specification (Second Revision) | Current | 2013-05-31 | 2013 | 2023 | 02 | CED 41 - Waterproofing And Damp-proofing |  | Product Specification |  | 0 | 0 | 11 |  |  |  | Ministry of Housing and Urban Affairs | https://standards.bis.gov.in/website/standard-details?encryptedId=eyJpdiI6IndjWFdtNFhVUmJoTU50Y0I5SVpIVWc9PSIsInZhbHVlIjoickxOSmtIUkErQWZzNVdKYXAwOVEwQT09IiwibWFjIjoiMWEyMGYyODI3MGFhNDNkYjhkYTQ1ZDcwOTE3NGRkODk0YzNkMWY0NjhlNDExZjhlZDNhMTgxNTNmNzFkM2ZjZiIsInRhZyI6IiJ9 | Current | 0 | Ministry of Housing and Urban Affairs | Civil Engineering Design and Construction | Construction practices, measurement and management | Water proofing & Damp proofing | [Title]: IS 7193:2013 — Glass Fibre Base Bitumen Felts - Specification (Second Revision). [Classification]: Under CED / CED 41 - Waterproofing And Damp-proofing, categorized under Civil Engineering Design and Construction > Construction practices, measurement and management > Water proofing & Damp proofing (Ministry of Housing and Urban Affairs), Type: Product Specification. [Key Test Methods & Allied Standards]: Test Methods: Bitumen based felts - Method of test Part 1 Breaking strength test; Bitumen based felts - Methods of test: Part 2 Pliability test (First Revision); Bitumen based felts - Methods of test Part 3 Storage sticking test; Bitumen Based Felts - Methods of Test: Part 4 Pressure Head Test; Bitumen based felts - Methods of test Part 5 Heat resistance test; (+4 more). Components & Materials: Test Sieves — Specification Part 1 Wire Cloth Test Sieves ( Fourth Revision )
CED | IS 1237:2012 | Cement Concrete Flooring Tiles - Specification (Second Revision) | Current | 2012-03-31 | 2012 | 2022 | 02 | CED 05 - Flooring, Wall Finishing And Roofing |  | Code of Practice | Voluntary | 7 | 0 | 1 |  |  |  | Ministry of Housing and Urban Affairs | https://standards.bis.gov.in/website/standard-details?encryptedId=eyJpdiI6IlNqUkd2enFtd0FBVHpHVEtKNXNSTlE9PSIsInZhbHVlIjoidTNpSGFKamozb0ZQVksrRUtpWmZoUT09IiwibWFjIjoiYjY0MzBlZGQ2MjRiMDgxYTdjMDEyMzFlNjllMTY3MmZiZjIzMmY3OWVhNmU1MTgxMzkwNDgwNjVkNmViOGFjYiIsInRhZyI6IiJ9 | Current | 0 | Ministry of Housing and Urban Affairs | Building Materials including Paints | Flooring, Roofing and Wall Finishing Products | Flooring and Roofing Standards | [Title]: IS 1237:2012 — Cement Concrete Flooring Tiles - Specification (Second Revision). [Classification]: Under CED / CED 05 - Flooring, Wall Finishing And Roofing, categorized under Building Materials including Paints > Flooring, Roofing and Wall Finishing Products > Flooring and Roofing Standards (Ministry of Housing and Urban Affairs), Certification: Voluntary, Type: Code of Practice. [Covered Varieties & Grades]: 300 mm x 300 mm x 25 mm, General purpose tiles, Terrazo tiles (with or without pigments and chip size smallest upto 20mm) comma Double layer; SIZE 250X250X22MM, CLASS:GENERAL PURPOSES TILES WITH CHIPS OF SIZE VARYING FROM SMALLEST UPTO 20MM; Cement Concrete Flooring Tiles (Without Pigments) for General Purposes of the following sizes: Length Breadth Thickness (mm) (mm) (mm) 200 200 20 250 250 22 300 300 25; Cement Concrete Flooring Tiles,,Single layer and Double layer,general purpose and heavy duty floor tiles,300X300X23mm and 250X250X23mm; GENERAL PURPOSE HEAVY DUTY 250*250*22 mm; Size- 250mm x 250mm x 22mm; Size- 200 x 200 x 20mm and 300 x 300 x 25mm; Sizes 250x250x22mm and 300x300x25mm. [Key Test Methods & Allied Standards]: Related Standards: Pressed ceramic tiles - (Superseding IS 13753:1993, IS 13754:1993, IS 13755:1993 and IS 13756:1993)
CED | IS 281:2009 | Mild steel sliding door bolts for use with padlocks - Specification (Fourth Revision) | Current | 2009-01-31 | 2009 | 2023 | 04 | CED 15 - Builder's Hardware |  | Product Specification | Mandatory | 4 | 0 | 6 |  |  |  | Ministry of Commerce and Industry | https://standards.bis.gov.in/website/standard-details?encryptedId=eyJpdiI6IjJnV1BWZ3JNeVhQR3haN212OEMxbXc9PSIsInZhbHVlIjoiaC81dzlOWXRPQ3FObGJ1Ykl4Y3JmUT09IiwibWFjIjoiNjc3YTdjZTY0YzQ3YzE1Yzg2MmM0NWFiMzA3YWI0MmU5YWJmYWU2Zjc5ODU0MWQ1Yzk3YzEzYmRmNjYyMmY1MCIsInRhZyI6IiJ9 | Current | 0 | Ministry of Commerce and Industry | Building Materials including Paints | Fasteners and hardware | Buliding hardware | [Title]: IS 281:2009 — Mild steel sliding door bolts for use with padlocks - Specification (Fourth Revision). [Classification]: Under CED / CED 15 - Builder's Hardware, categorized under Building Materials including Paints > Fasteners and hardware > Buliding hardware (Ministry of Commerce and Industry), Certification: Mandatory, Type: Product Specification. [Covered Varieties & Grades]: CLIP TYPE, SIZE- 200mm, 250mm & 300mm; MILD STEEL DOOR BOLTS FOR USE WITH PADLOCKS, COPPER OXIDIZED CLIP TYPE; Mild Steel Sliding Door Bolts for Use with Padlocks for 200mm & 300mm(with Clip Type)in Copper Oxidized finish only; Type II Clip or bolt type with double flap hasp of sizes: 200mm,250mm and 300mm. [Key Test Methods & Allied Standards]: Components & Materials: Metallic and other inorganic coatings - Electrodeposited coatings of nickel, nickel plus chromium, copper plus nickel and of copper plus nickel plus chromium (Fourth Revision); Specification for oxidized - Copper finishes (Third Revision); Grey iron castings - Specification (Fifth Revision). Related Standards: Hot Rolled Carbon Steel Sheet and Strip; Technical supply conditions for wood screws (Third Revision); Structural steel (Standard quality)
CED | IS 2645:2003 | Integral Waterproofing Compounds for Cement Mortar and Concrete - Specification (Second Revision) | Current | 2003-07-31 | 2003 | 2022 | 02 | CED 02 - Cement And Concrete |  | Product Specification | Voluntary | 63 | 0 | 7 |  |  |  |  | https://standards.bis.gov.in/website/standard-details?encryptedId=eyJpdiI6IlZXS0x3UUlEcUphZmlBcERwY3d5bXc9PSIsInZhbHVlIjoiKzRnZmpjSkd1RW53NXc1bXJ2bHVBZz09IiwibWFjIjoiYzJjNGM1YjQwNzRlYmNjYWQwOTA2MmI2MjNjNjQ2MTYzMTBiYWMyODdiNzU5NDc1ZGY5ZWViMmI2NWRmNjExNCIsInRhZyI6IiJ9 | Current | 0 |  | Building Materials including Paints | Cement, concrete and Allied Products | Concrete, Concrete admixrurers & additives and testing | [Title]: IS 2645:2003 — Integral Waterproofing Compounds for Cement Mortar and Concrete - Specification (Second Revision). [Classification]: Under CED / CED 02 - Cement And Concrete, categorized under Building Materials including Paints > Cement, concrete and Allied Products > Concrete, Concrete admixrurers & additives and testing, Certification: Voluntary, Type: Product Specification. [Covered Varieties & Grades]: ; , mORTAR AND cONCERETE- IN LIQUID FORM ONLY.; Integral Water proofing Compound Type- Liquid Form; ; Integral waterproofing compund - Liquid Form; Name of the product - , Type - Powder form; Product- , Type- Powder form and Liquid form; Product- , Type- Liquid form; Water proofing compound, Type- Powder Form. [Key Test Methods & Allied Standards]: Test Methods: Methods of Test for Pozzolanic Materials (First Revision); Methods of Physical Tests for Hydraulic Cement: Part 5 Determination of Initial and Final Setting Times (First Revision); Methods of Test for Determination of Water Soluble Chlorides in Concrete Admixtures. Codes of Practice: Plain and reinforced concrete - Code of practice (Fourth Revision). Components & Materials: Specification for Portland pozzolana cement Part 1 Flyash based; Standard sand for testing cement - Specification (Second Revision)
CED | IS 1626 (Part 1):1994 | Asbestos cement building pipes and pipe fittings, gutters and gutter fittings and roofing fitting: Part 1 pipe and pipe fittings (Second Revision) | Current | 1994-08-31 | 1994 | 2025 | 02 | CED 53 - Cement Matrix Products |  | Product Specification |  | 0 | 0 | 11 |  |  |  |  | https://standards.bis.gov.in/website/standard-details?encryptedId=eyJpdiI6Ik9YdHBSOHV4V2N5eU1hQzNtQXllV1E9PSIsInZhbHVlIjoiYnYyRmF1UXp1akdnMkQ5Z3RoN2hjZz09IiwibWFjIjoiYzk5YWU1OTE2MTc1YTY0NTMxZTA1MzBkYzBkYzA1NmI1MzZlMDAwYzIwZmY4YTY2ZDkzNTVhZWZmYzEyYjgwYyIsInRhZyI6IiJ9 | Current | 0 |  | Civil Engineering Design and Construction | Concrete structures | Prefabricated Construction | [Title]: IS 1626 (Part 1):1994 — Asbestos cement building pipes and pipe fittings, gutters and gutter fittings and roofing fitting: Part 1 pipe and pipe fittings (Second Revision). [Classification]: Under CED / CED 53 - Cement Matrix Products, categorized under Civil Engineering Design and Construction > Concrete structures > Prefabricated Construction, Type: Product Specification. [Key Test Methods & Allied Standards]: Test Methods: Asbestos Cement Products - Methods of Test. Codes of Practice: Methods of sampling of asbestos cement products. Safety Standards: Guidelines for safe use of products containing asbestos: Part 1 asbestos cement products; Recommendations for pictorial warning signs and precautionary notices for asbestos and products containing asbestos: Part 2 asbestos and its products. Components & Materials: Specification for Portland pozzolana cement Part 1 Flyash based; Specification for Portland-pozzolana cement Part 2 calcined clay based; Portland Slag Cement - Specification; Rapid Hardening Portland Cement Specification Third Revision of IS 8041. Related Standards: Ordinary Portland cement, 53 grade; Ordinary Portland Cement, 33 Grade; Ordinary Portland Cement, 43 Grade
CED | IS 1566:1982 | Specification for Hard - Drawn Steel Wire Fabric for Concrete Reinforcement (Second Revision) | Current | 1982-06-30 | 1982 | 2025 | 02 | CED 54 - Concrete Reinforcement |  | Product Specification | Mandatory | 7 | 0 | 5 |  |  |  |  | https://standards.bis.gov.in/website/standard-details?encryptedId=eyJpdiI6IndLOWVJUFk3WHJVbkdpMk9GN0xJQ0E9PSIsInZhbHVlIjoib01maWI2WTFXM1BVV1N5RHVSakRZQT09IiwibWFjIjoiMWQ3MzdmM2E5ZGZlMTNhOGIyOWY0ZDIwMGUxNjA2MmZlMjRhMzVmOWMyYzlhNDdlM2IzMzI0MzQ2NjBiMDRmZSIsInRhZyI6IiJ9 | Current | 0 |  | Metals, Alloys and Metal Products (including Steel Products) | Steel Products for Concrete Reinforcement | Steel Reinforcement for Reinforced and Prestressed Concrete Constructions | [Title]: IS 1566:1982 — Specification for Hard - Drawn Steel Wire Fabric for Concrete Reinforcement (Second Revision). [Classification]: Under CED / CED 54 - Concrete Reinforcement, categorized under Metals, Alloys and Metal Products (including Steel Products) > Steel Products for Concrete Reinforcement > Steel Reinforcement for Reinforced and Prestressed Concrete Constructions, Certification: Mandatory, Type: Product Specification. [Covered Varieties & Grades]: (1) Type-Square Mesh Mesh Size-From 100 mmx100 mm to 200 mmx200 mm. Maximum Diameter of wire- 8 mm, (2) Type- Oblong Mesh Mesh Size- From 300 mmx75 mm to 300 mmx100 mm. Maximum main Diameter of wire- 8 mm; Hard Drawn Steel Wire Fabric, Type- Square mesh, Mesh Size- From (100X100) mm up to (150X150) mm for wire diameters from 4 mm up to and including 6 mm; Hard Drawn Wire Fabric, Square mesh of Mesh Size 200 mm.; Hard Drawn Steel Wire Fabric, Square mesh of Mesh Size 75 mm; OBLONG MESH, WITH WIRE DIAMETERS 5MM LONGITUDINAL AND 4.2MM?TRANSVERSE, MESH SIZE 75MM X 250MM - TO - OBLONG MESH, WITH WIRE?DIAMETERS 10MM LONGITUDINAL AND 5.6MM TRANSVERSE, MESH SIZE 75MM X 400MM; SQUARE MESH, WITH WIRE DIAMETER 5MM LONGITUDINAL AND 5MM TRANSVERSE,?MESH SIZE 50MM X 50 MM - AND- WITH WIRE DIAMETER 4MM LONGITUDINAL AND?4MM TRANSVERSE, MESH SIZE 100MM X 100MM - TO - SQUARE MESH, WITH WIRE?DIAMTER 10MM LONGITUDINAL AND 10 MM TRANSVERSE, MESH SIZE 200MM X 200?MM; Product: Hard Drawn steel wire fabric for concrete reinforcement. Type: Square Mesh Mesh Size from 25mm up-to and including 150 mm; Type : Square mesh, Mesh Size : 150 mmx 150 mm; Type- Square mesh, Mesh size 200mm with diameter 10 mm and Mesh size 100mm with diameter 4 mm.. [Key Test Methods & Allied Standards]: Test Methods: Metallic materials Wire Reverse bend test; Method for tensile testing of steel wire. Codes of Practice: RULES FOR ROUNDING OFF NUMERICAL VALUES (Second Revision). Components & Materials: General requirements for the supply of metallurgical materials (Second Revision); Specification for Mild Steel and Medium Tensile Steel Bars and Hard-Drawn Steel Wire for Concrete Reinforcement: Part 2 Hard-Drawn Steel Wire (Third Revision)
CED | IS 6909:2026 | Supersulphated Cement - Specification (Second Revision of IS 6909) | Current | 2026-03-23 | 2026 |  | 02 | CED 02 - Cement And Concrete | 01.040.91 | Product Specification | Mandatory | 1 | 0 | 17 | IS 6909:1990 |  |  | Ministry of Consumer Affairs, Food and Public Distribution - Department of Consumer Affairs | https://standards.bis.gov.in/website/standard-details?encryptedId=eyJpdiI6IlZ6YXFMRWNOdXphS2doNGNZTWdBdWc9PSIsInZhbHVlIjoiSUhWNDVCWnlFYitiV2NWM0VnZXp0UT09IiwibWFjIjoiOWQyNzVlMWE2NWE5YzMxZjZjYjBjNWNmYTJhNTUzYTVmZmY1ZjhkNjQ2ZWRmNmM0MGUyZWE0MDc0NTFiMDFmNyIsInRhZyI6IiJ9 | Current | 0 | Ministry of Consumer Affairs, Food and Public Distribution - Department of Consumer Affairs | Civil Engineering Design and Construction | Concrete structures | Special Structures | [Title]: IS 6909:2026 — Supersulphated Cement - Specification (Second Revision of IS 6909). [Classification]: Under CED / CED 02 - Cement And Concrete, categorized under Civil Engineering Design and Construction > Concrete structures > Special Structures (Ministry of Consumer Affairs, Food and Public Distribution - Department of Consumer Affairs), Certification: Mandatory, Type: Product Specification. [Key Test Methods & Allied Standards]: Test Methods: Methods of Physical Tests for Hydraulic Cement: Part 8 Determination of Transverse and Compressive Strength of Plastic Mortar using Prism (First Revision); Hydraulic Cement - Methods of Physical Test: Part 14 Determination of False Set (First Revision); Method for Colorimetric analysis of Hydraulic Cement; Methods of Sampling Hydraulic Cement (First revision); Random sampling and randomization procedures (First Revision). Terminology: Definitions and terminology relating to hydraulic cement First Revision of IS 4845. Codes of Practice: Stacking and storage of construction materials and components at site - Recommendations (Second Revision). Components & Materials: Amendment no. 4 to IS 11652 : 2017 Textiles - High density polyethylene (HDPE)/ polypropylene (PP) woven sacks for packaging of 50 kg cement - Specification (third revision); Specification for Granulated Slag for the Manufacture Portland Slag Cement; Standard sand for testing cement - Specification (Second Revision); MULTI-WALL PAPER SACKS FOR CEMENT- SPECIFICATION ( Second Revision ). Related Standards: Ordinary Portland Cement, 33 Grade
CED | IS 1077:2025 | Common Burnt Clay Building Bricks - Specification (Sixth Revision) | Current | 2025-09-01 | 2025 |  | 06 | CED 30 - Clay And Stabilized Soil Products For Construction |  | Product Specification |  | 0 | 0 | 8 | IS 1077 : 1992 |  |  |  | https://standards.bis.gov.in/website/standard-details?encryptedId=eyJpdiI6IkEyM0ZwWkFqbEdFT2N6L2dZSFdUQWc9PSIsInZhbHVlIjoiK25HbW9mem81dmcxVS9XU0FNYm9SUT09IiwibWFjIjoiMzVhN2QxMjU3MjUwYTFkMjJhODY0YTJjYWQyOGU4MGIwN2NlOGY4NTgzMjc5Mjc2YjJjMGM3YTI2ZDcwMWQ4NCIsInRhZyI6IiJ9 | Current | 0 |  | Building Materials including Paints | Clay products | Bricks, blocks and other clay products | [Title]: IS 1077:2025 — Common Burnt Clay Building Bricks - Specification (Sixth Revision). [Classification]: Under CED / CED 30 - Clay And Stabilized Soil Products For Construction, categorized under Building Materials including Paints > Clay products > Bricks, blocks and other clay products, Type: Product Specification. [Key Test Methods & Allied Standards]: Test Methods: Burnt Clay Building Bricks — Methods of Tests Part 1 Determination of Compressive Strength ( Fourth Revision ). Codes of Practice: Aseptic processing of health care products Part 1 General requirements; AIR QUALITYMEASUREMENT OF STATIONARY SOURCE EMISSIONS REQUIRMENTS FOR MEASUREMENT SECTIONS AND SITES FOR THE MEASUREMNT OBJECTIVE PLAN AND REPORT. Components & Materials: Arc welding equipment - Part 7 : Torches; Fine ceramics (advanced ceramics, advanced technical ceramics) - Silicon nitride materials for rolling bearing balls and rollers
CED | IS 19068:2025 | Continuous hot-dip galvanized steel bars for concrete reinforcement - Specification | Current / New Pub | 2025-05-29 | 2025 |  | 0 | CED 54 - Concrete Reinforcement |  | Product Specification |  | 0 | 0 | 6 |  |  |  | Ministry of Steel | https://standards.bis.gov.in/website/standard-details?encryptedId=eyJpdiI6IjlURjFQVTNSMCtsTDhCWWJhMWxQREE9PSIsInZhbHVlIjoiM1ZLMFlxUDdwclEyRHBjMXFMUDVrUT09IiwibWFjIjoiODI4NjQ3M2E2NGZjN2UzMjRkYjA0Nzg1NDc4MWE1ZDJkNzgyZmY3ZTJlYjY5ZDRiZDU4NzJjNGI3MzZlOTE3MiIsInRhZyI6IiJ9 | Published | 0 | Ministry of Steel | Metals, Alloys and Metal Products (including Steel Products) | Steel Products for Concrete Reinforcement | Steel Reinforcement for Reinforced and Prestressed Concrete Constructions | [Title]: IS 19068:2025 — Continuous hot-dip galvanized steel bars for concrete reinforcement - Specification. [Classification]: Under CED / CED 54 - Concrete Reinforcement, categorized under Metals, Alloys and Metal Products (including Steel Products) > Steel Products for Concrete Reinforcement > Steel Reinforcement for Reinforced and Prestressed Concrete Constructions (Ministry of Steel), Type: Product Specification. [Key Test Methods & Allied Standards]: Codes of Practice: Methods for determination of mass of zinc coating on zinc coated iron and steel articles. Components & Materials: Specification for non - destructive coating thickness testing instruments - Part 2 magnetic instruments; Hot - Dip Zinc Coating on Structural Steel Bars for Concrete Reinforcement - Specification; High Strength Deformed Steel Bars and Wires for Concrete Reinforcement - Specification (Fourth Revision); Specification for Mild Steel And Medium Tensile Steel Bars and Hard-Drawn Steel Wire for Concrete Reinforcement Part 1 Mild Steel and Medium Tensile Steel Bars Fourth Revision; Hot - Dip zinc coatings on structural steel and other allied products - Specification (Third Revision)
CED | IS 5290:2025 | Landing Valves - Specification (Fourth Revision) | Current | 2025-03-19 | 2025 |  | 04 | CED 22 - Fire Fighting |  | Product Specification | Voluntary | 61 | 0 | 16 | IS 5290 : 1993 |  |  |  | https://standards.bis.gov.in/website/standard-details?encryptedId=eyJpdiI6ImhUOU4xbFM3OUpSRy9hZkJBdGc2MGc9PSIsInZhbHVlIjoiajlWaStiMXhqV3RhZXZaNTU5WU5pZz09IiwibWFjIjoiOGQ0NThhNThkYWIzYjEwN2Y4Nzc2ZmNkYTA3MTFhMjhmZDA2ZGRkN2NlMDJmMjIyYmU5MmI3YTEyYjMzMWU4MSIsInRhZyI6IiJ9 | Current | 0 |  | Fire Fighting Equipments and Accessories | Fire Extinguishers, equipments , units and accessories | Fire Fighting Extinguishers & Equipment | [Title]: IS 5290:2025 — Landing Valves - Specification (Fourth Revision). [Classification]: Under CED / CED 22 - Fire Fighting, categorized under Fire Fighting Equipments and Accessories > Fire Extinguishers, equipments , units and accessories > Fire Fighting Extinguishers & Equipment, Certification: Voluntary, Type: Product Specification. [Covered Varieties & Grades]: LANDING VALVES, Type - Landing valve single outlet (Type A), Material used for construction of valve - Stainless steel; LTB-2 Body Material, Type-A LTB-2 Body Material, Type-B Stainless Steel Landing Valve Single Outlet (Type A) As Per Figure 1 of IS 5290 : 1993; Landing Valves, Type - single outlet (Type A), Material - Stainless steel; Landing valve Type- A Leaded Tin Bronze; Landing valve Type-B Leaded Tin Bronze; Landing Valves of type A (Single out let)and type B (double out let) of Corrosion Resistant High alloy steel; Landing valve single outlet(Type A),?Material used for construction - Stainless steel; Landing valve double head with double outlet(Type B), Material used for?construction - Stainless Steel; Name of the Product: Landing Valves, Category of Valve: Normal Type, Type of Inlet: Flanged, Material of Construction: Stainless Steel; Name of the product: Landing Valves, Category of Valve: Normal Type, Type of Inlet: Flanged, Material of Construction: Stainless Steel.; Name of the product: Landing Valves,Type - Landing Valve Single outlet(Type A), Material used for construction of valve- Stainless steel.; Name of the product: Landing Valves,Type Landing Valve Single outlet(Type A) and Landing Valve Double Head with Double outlet(Type B), Material used for construction of valve- Stainless steel.; Product- Landing Valve, Type- - Landing valve single outlet (Type A) and?Landing valve double head with double outlet (Type B),Material used for?construction of valve- Stainless steel. [Key Test Methods & Allied Standards]: Codes of Practice: Colours for ready mixed paints and enamels (Sixth Revision). Components & Materials: Air Drying Enamel Paint for Architectural and Industrial Applications - Specification (Fifth Revision); Carbon steel castings for general engineering purposes - Specification (Fifth Revision); Grey iron castings - Specification (Fifth Revision); Naval brass rods and sections for machining purposes - Specification (Third Revision); Specification for leaded tin bronze ingots and castings (Second Revision); (+9 more). Related Standards: Pipe threads where pressure - Tight joints are not made on the threads - Dimensions, tolerances and designation (Third Revision)
CED | IS 2556 (Part 14):2024 | Vitreous China Sanitary Appliances - Specification Part 14 Specific Requirements of Integrated Squatting Pans (Second Revision) | Current | 2024-10-18 | 2024 |  | 02 | CED 03 - Sanitary Appliances And Water Fittings |  | Product Specification |  | 0 | 0 | 4 | IS 2556 : Part 14 : 1995 |  |  |  | https://standards.bis.gov.in/website/standard-details?encryptedId=eyJpdiI6IkxpQWJSUVB5Nms1UXgraVZYcG1XR1E9PSIsInZhbHVlIjoiSUF4UWdjZmtSS3FwNlgzaVZUTmxhQT09IiwibWFjIjoiY2E1ZmUzZGU4Zjc1Yjk0ZTJmODk2ZjJiYTgzZGY2MjA4NzI5ZWVkYjMyZDAxOTliNDA5MGM5YzIyODk2ZTBiNCIsInRhZyI6IiJ9 | Current | 0 |  | Civil Engineering Design and Construction | Water supply, drainage and sanitation | Waste water handling and related issues | [Title]: IS 2556 (Part 14):2024 — Vitreous China Sanitary Appliances - Specification Part 14 Specific Requirements of Integrated Squatting Pans (Second Revision). [Classification]: Under CED / CED 03 - Sanitary Appliances And Water Fittings, categorized under Civil Engineering Design and Construction > Water supply, drainage and sanitation > Waste water handling and related issues, Type: Product Specification. [Key Test Methods & Allied Standards]: Test Methods: Methods for sampling of vitreous and fire clay sanitary appliances (Second Revision). Terminology: Ergonomics of human-system Interaction Part 302: Terminology for electronic visual displays ISO 9241-302. Components & Materials: Geometrical product specifications (GPS) - General concepts: Part 1 Model for geometrical specification and verification
CED | IS 906:2024 | Portable and Fixed Type Revolving Branch for Fire Fighting - Specification (Fourth Revision) | Current | 2024-03-08 | 2024 |  | 04 | CED 22 - Fire Fighting |  | Product Specification |  | 0 | 0 | 12 | IS 906 : 1988 |  |  |  | https://standards.bis.gov.in/website/standard-details?encryptedId=eyJpdiI6ImlzM2doTEc1R3R1RUJGNkk0cUxwWmc9PSIsInZhbHVlIjoiODZ4cmVBTTBjVW1TRURvc2twQk84QT09IiwibWFjIjoiOWU3ODFjYTM2ZmY4ODg1MmFmNTU2NzQxMGI2ZmZlYzdmNTc5NWMwODU5YWRmZTI4YmVmODFkZDJhODZkYjdjYSIsInRhZyI6IiJ9 | Current | 0 |  | Fire Fighting Equipments and Accessories | Fire Extinguishers, equipments , units and accessories | Fire Fighting Extinguishers & Equipment | [Title]: IS 906:2024 — Portable and Fixed Type Revolving Branch for Fire Fighting - Specification (Fourth Revision). [Classification]: Under CED / CED 22 - Fire Fighting, categorized under Fire Fighting Equipments and Accessories > Fire Extinguishers, equipments , units and accessories > Fire Fighting Extinguishers & Equipment, Type: Product Specification. [Key Test Methods & Allied Standards]: Test Methods: Method of testing corrosion resistance of electroplated and anodized aluminium coatings by acetic acid salt spray test (First Revision); Methods of testing corrosion resistance of electroplated and anodized aluminium coatings by neutral salt spray test. Codes of Practice: Pipe Flanges and Flanged Fittings — Code of Practice (First Revision); Corrosion Tests in Artificial Atmospheres - Salt Spray Tests (second revision). Components & Materials: Brass gravity die castings - Specification (Fourth Revision); Naval brass rods and sections for machining purposes - Specification (Third Revision); Specification for leaded brass ingots and casting (Second Revision); Specification for high tensile brass ingots and castings (Second Revision); Specification for leaded tin bronze ingots and castings (Second Revision); (+2 more). Related Standards: General tolerances: Part 1 tolerances for linear and angular dimensions without individual tolerance indications (Third Revision)
CED | IS 1503:2023 | Wooden Packing Cases - Specification (Fourth Revision) | Current | 2024-01-09 | 2023 |  | 04 | CED 09 - Timber And Timber Stores |  | Product Specification |  | 0 | 0 | 5 | IS 1503 : 1988 |  |  | Ministry of Environment, Forest and Climate Change | https://standards.bis.gov.in/website/standard-details?encryptedId=eyJpdiI6InRqdFlYWFdmRSthYlpyLzcwNERkWGc9PSIsInZhbHVlIjoiRXgwdHNrK205V1UvMlQrSFlxNEt3QT09IiwibWFjIjoiZDBkYjdjMTFmZWM0NjBhNjE0MGRiMDg1NGZmZDdjZjg4NWExODMyZjY1ZDQ1ZTFkYTcyYjZjMzYyOWYyYzM0ZCIsInRhZyI6IiJ9 | Current | 0 | Ministry of Environment, Forest and Climate Change | Building Materials including Paints | Timber, Wood and Wood Products | Timber, Bamboo and their engineering | [Title]: IS 1503:2023 — Wooden Packing Cases - Specification (Fourth Revision). [Classification]: Under CED / CED 09 - Timber And Timber Stores, categorized under Building Materials including Paints > Timber, Wood and Wood Products > Timber, Bamboo and their engineering (Ministry of Environment, Forest and Climate Change), Type: Product Specification. [Key Test Methods & Allied Standards]: Test Methods: Random sampling and randomization procedures (First Revision). Terminology: Glossary of wooden packaging terms. Codes of Practice: Preservation of Timber - Code of Practice (Fourth Revision). Components & Materials: Timber species suitable for wooden packaging - Specification (Second Revision); Steel Countersunk Head Wire Nails - Specification ( Second Revision )
CED | IS 5966:2023 | Non-Coniferous Timber in Converted form for General Purposes Specification | Current | 2024-01-09 | 2023 |  | 02 | CED 09 - Timber And Timber Stores |  | Product Specification |  | 0 | 0 | 7 | IS 5966 : 1993 |  |  |  | https://standards.bis.gov.in/website/standard-details?encryptedId=eyJpdiI6IjJLc0UwYXp1WnEyVEFueEQzalduc2c9PSIsInZhbHVlIjoiU210UzlUQmtXcmpQWUw5WGxmaE4rUT09IiwibWFjIjoiNTNjMmFiNjgyNDAzY2Q2NjlmZTE5NGVjODQxYWRmNTYwMDM5NjAyY2VjYzdhNzhmZWM1NWEwNWZjZWVlMDdiYiIsInRhZyI6IiJ9 | Current | 0 |  | Building Materials including Paints | Timber, Wood and Wood Products | Timber, Bamboo and their engineering | [Title]: IS 5966:2023 — Non-Coniferous Timber in Converted form for General Purposes Specification. [Classification]: Under CED / CED 09 - Timber And Timber Stores, categorized under Building Materials including Paints > Timber, Wood and Wood Products > Timber, Bamboo and their engineering, Type: Product Specification. [Key Test Methods & Allied Standards]: Test Methods: Moisture content of timber and timber products - Methods for determination (First Revision); Methods of measurement and evaluation of defects in timber: Part 2 Converted timber. Terminology: Timber Technology and Utilization of Wood, Bamboo and Cane - Glossary of Terms (Third Revision). Codes of Practice: Seasoning of Timber - Code of practice (Second Revision); Preservation of Timber - Code of Practice (Fourth Revision). Components & Materials: Non-Coniferous Sawn Timber (Baulks and Scantling) - Specification (Third Revision); Specification for Cut Sizes of Timber (Second Revison)
CED | IS 654:2023 | Clay Roofing Tiles Mangalore Pattern Specification | Current | 2023-12-04 | 2023 |  | 04 | CED 30 - Clay And Stabilized Soil Products For Construction |  | Product Specification |  | 0 | 0 | 2 | IS 654 : 1992 |  |  |  | https://standards.bis.gov.in/website/standard-details?encryptedId=eyJpdiI6IngyVDlUcHRFSXhsclNPSDdWMzZVMlE9PSIsInZhbHVlIjoiOS93UTFDcEh5Sk1PQWR5cHFaSEdZQT09IiwibWFjIjoiYTU5ZDRjNTQ0ZTEzYjMxMThkZjFjNmRkNzdmMzJmYThlODUwOGFkOGFiMjI2Mzk1MTdjODA0ZDcyY2NkNzNlZCIsInRhZyI6IiJ9 | Current | 0 |  | Building Materials including Paints | Clay products | Bricks, blocks and other clay products | [Title]: IS 654:2023 — Clay Roofing Tiles Mangalore Pattern Specification. [Classification]: Under CED / CED 30 - Clay And Stabilized Soil Products For Construction, categorized under Building Materials including Paints > Clay products > Bricks, blocks and other clay products, Type: Product Specification. [Key Test Methods & Allied Standards]: Terminology: Clay Products for Buildings - Glossary of Terms. Components & Materials: Limits and Methods of Measurement of Radio Disturbance Characteristics PART 2 Electromagnetic Compatibility (EMC) - Requirements for Household Appliances, Electric Tools and Similar Apparatus Section 1 Emission ( Fourth Revision)
CED | IS 18256:2023 | Solid Round Glass Fibre Reinforced Polymer (GFRP) Bars for Concrete Reinforcement - Specification | Current / New Pub | 2023-11-02 | 2023 |  | 0 | CED 54 - Concrete Reinforcement |  | Product Specification | Voluntary | 5 | 0 | 1 |  |  |  | Ministry of Road Transport and Highways | https://standards.bis.gov.in/website/standard-details?encryptedId=eyJpdiI6IlQ1ZmNIMytIL2o0M0RuUitOMExPeVE9PSIsInZhbHVlIjoiYWZ3RENvYXkyZlk5MitBK2ptbUFwUT09IiwibWFjIjoiZjk1NDM2ZGUyNWFjMjlhNjAzMzQyNzBhNmMzZTYzMjlkZWRiZDVkOTUzYTFkYTU3MmQ0MTJjMWUzMWIyOWRjMCIsInRhZyI6IiJ9 | Published | 0 | Ministry of Road Transport and Highways | Metals, Alloys and Metal Products (including Steel Products) | Steel Products for Concrete Reinforcement | Steel Reinforcement for Reinforced and Prestressed Concrete Constructions | [Title]: IS 18256:2023 — Solid Round Glass Fibre Reinforced Polymer (GFRP) Bars for Concrete Reinforcement - Specification. [Classification]: Under CED / CED 54 - Concrete Reinforcement, categorized under Metals, Alloys and Metal Products (including Steel Products) > Steel Products for Concrete Reinforcement > Steel Reinforcement for Reinforced and Prestressed Concrete Constructions (Ministry of Road Transport and Highways), Certification: Voluntary, Type: Product Specification. [Covered Varieties & Grades]: Solid Round Glass Fibre Reinforced Polymer (GFRP) Bars for Concrete Reinforcement for the following variety: Type of Bar - Straight Bar, Bar size Designation- G16, Surface Pattern- Spiral wound ribbed surface; Solid Round Glass Fibre Reinforced Polymer (GFRP) Bars for Concrete Reinforcement, Type of Bar-Straight bars, Bar size Designation-G4, G6, G8, G10, G12,G16 and Surface Pattern-Spiral wound ribbed surface.; Solid Round Glass Fibre Reinforced Polymer (GFRP) Bars for Concrete Reinforcement, Type of bar: Straight Bars, Bar Size Designation: G4, G6, G8, G10, G12, G16, G20, G25, G32, Surface Pattern: Spiral wound ribbed surface.; Solid Round Glass Fibre Reinforced Polymer (GFRP) Bars for Concrete Reinforcement,Straight Bars of designation G4,G6,G8,G10,G12,surface pattern:Spiral wound ribbed surface; Type of Bar: Straight bars Bar size Designation: G10/ G12/ G16 Surface Pattern: Spiral wound ribbed surface. [Key Test Methods & Allied Standards]: Related Standards: Animal drawn blade Harrow 'GUNTAKA' type
CED | IS 2095 (Part 1):2023 | Gypsum Plaster Boards - Specification: Part 1 Plain Gypsum Plaster Boards (Fourth Revision) | Current | 2023-08-10 | 2023 |  | 04 | CED 04 - Building Limes And Gypsum Products |  | Product Specification | Mandatory | 18 | 0 | 7 | IS 2095 : Part 1 : 2011 |  |  | Ministry of Housing and Urban Affairs, Ministry of Housing and Urban Poverty Alleviation | https://standards.bis.gov.in/website/standard-details?encryptedId=eyJpdiI6IlAzdVlmTm9TMHVBTlZJYXpwUGdSWGc9PSIsInZhbHVlIjoiakhqeEdCYTE2TUlwQjlXMmhwcEVFdz09IiwibWFjIjoiMjljZWE4MWMxOGYyMDk5OTU5MzhjYzVjN2ZiOGM5NTI1MjU2OWFmYTljYjgwY2I2OWJiNzYxNTY1M2I1ZGU0MiIsInRhZyI6IiJ9 | Current | 0 | Ministry of Housing and Urban Affairs, Ministry of Housing and Urban Poverty Alleviation | Building Materials including Paints | Gypsum and lime based products | Gypsum & Gypsum based products | [Title]: IS 2095 (Part 1):2023 — Gypsum Plaster Boards - Specification: Part 1 Plain Gypsum Plaster Boards (Fourth Revision). [Classification]: Under CED / CED 04 - Building Limes And Gypsum Products, categorized under Building Materials including Paints > Gypsum and lime based products > Gypsum & Gypsum based products (Ministry of Housing and Urban Affairs, Ministry of Housing and Urban Poverty Alleviation), Certification: Mandatory, Type: Product Specification. [Covered Varieties & Grades]: (1) Plain Gypsum Plaster Board, Type -A, Size (width xlength), mm Upto and including -1220 x 2440 ,Thickness (mm) -9.5 mm,12mm, 12.5 mm ,15 mm, 17 mm; Plain Gypsum PlasterBoard, Type -D, Size (width x length), mm Upto and including -1220 x2440 ,Thickness (mm) - 12.5 mm ,13 mm, 15 mm, 17mm; Plain Gypsum Plaster Board, Type -F, Size(width x length), mm Upto and including -1220 x 2440 ,Thickness (mm) -12.5 mm ,13 mm, 15 mm, 17 mm; Plain Gypsum PlasterBoard, Type -H1, Size (width x length), mm Upto and including -1220 x2440 ,Thickness (mm) -9.5 mm,, 12.5 mm ,15 mm, 17mm; Plain Gypsum Plaster Board, Type -H2, Size(width x length), mm Upto and including -1220 x 2440 ,Thickness (mm)-9.5 mm,, 12.5 mm ,15 mm, 17 mm; Plain GypsumPlaster Board, Type -R1, Size (width x length), mm Upto and including-1220 x 2440 ,Thickness (mm) - 12.5 mm ,13 mm, 15 mm, 17mm; Plain Gypsum Plaster Board, Type -R2, Size(width x length), mm Upto and including -1220 x 2440 ,Thickness (mm) -12.5 mm ,13 mm, 15 mm, 17 mm; Plain Gypsum PlasterBoard, Type -W, Size (width x length), mm Upto and including -1220 x2440 ,Thickness (mm) - 12.5 mm ,13 mm, 15 mm, 17 mm; Plain Gypsum Board, Type - A; Type: H1, Size: Upto and including width of 1219mm and length of 1829mm, Thickness: 12.5 mm and 15 mm; PlainGypsum Board, Type - A, Size - width - 1219mm and length - 1829mm,2438mm, 3048mm, Thickness - 9mm, 12.5mm, and 15mm.; Type: F and FH, Size (width x length): Upto and including 1229 x 1829 mm, Thickness: 12.5 mm, 13 mm and 15 mm.; Name of the product: Plain Gypsum Plaster Board, Type: H2, Size (width x length): Upto and including 1219 mm x 1829 mm, Thickness: 12.5 mm, 13 mm and 15 mm.; Plain Gypsum Plaster Board, Gypsum Wallboard of Thickness 9 mm, 12.5 mm and 15 mm; Type-A, Size - Width upto and including 1219mm, Length upto and including 1829 mm, Thickness- 11mm; Gypsum Plaster Board, Type H1, Width from 600 upto and including 1220 mm, Length From 1800 upto and including 2440 mm and Thickness 9 mm to 25 mm; .... [Key Test Methods & Allied Standards]: Test Methods: Methods of test for mineral gypsum (Second Revision); Method of test for soils: Part 26 determination of pH value (Second Revision); Random sampling and randomization procedures (First Revision); Fire-Resistance Tests - Elements of Building Construction Part 8 Specific Requirements for Non-load Bearing Vertical Separating Elements; Test methods for electrical materials interconnection structures and assemblies Part 1 General test methods and methodology. Terminology: Gypsum - Glossary of Terms (Second Revision). Components & Materials: Specification for gypsum plaster for use in the manufacture of fibrous plaster boards (First Revision)
CED | IS 2095 (Part 3):2022 | Gypsum Plaster Boards — Specification Part 3 Reinforced Gypsum Plaster Boards and Ceiling Tiles ( Fourth Revision ) | Current | 2022-10-31 | 2022 |  | 04 | CED 04 - Building Limes And Gypsum Products |  | Product Specification | Mandatory | 5 | 0 | 8 | IS 2095 : Part 3 : 2018 |  |  | Ministry of Housing and Urban Poverty Alleviation | https://standards.bis.gov.in/website/standard-details?encryptedId=eyJpdiI6Ik45RmRvK01GVE9aZzFUSlJoR0ZaTWc9PSIsInZhbHVlIjoiN1JiSzNtT1R5ZWpTRFBZWVd6Y1lkQT09IiwibWFjIjoiZWQ4MWYyODNjNzJiYmZlOWFkMjdiZWNjNTU2YWM4MDUzZDBjM2YwMDRhNDcwYWNhNGU2NGViZWY1NDU0ODNhOSIsInRhZyI6IiJ9 | Current | 0 | Ministry of Housing and Urban Poverty Alleviation | Building Materials including Paints | Gypsum and lime based products | Gypsum & Gypsum based products | [Title]: IS 2095 (Part 3):2022 — Gypsum Plaster Boards — Specification Part 3 Reinforced Gypsum Plaster Boards and Ceiling Tiles ( Fourth Revision ). [Classification]: Under CED / CED 04 - Building Limes And Gypsum Products, categorized under Building Materials including Paints > Gypsum and lime based products > Gypsum & Gypsum based products (Ministry of Housing and Urban Poverty Alleviation), Certification: Mandatory, Type: Product Specification. [Covered Varieties & Grades]: GRG Ceiling Tile, 595x595x12 mm; GRG Ceiling Tile, 595x595x10 mm; Name of the product - Reinforced Gypsum Plaster Ceiling Tiles, Size (Length x Width) - upto and including 595mm x 595mm, Thickness - 12 mm, Type - Ceiling Tiles, Reinforcement - Glass Reinforced; Reinforced Gypsum Plaster Boards And Ceiling Tiles Size (mm) - 595 x 595 x 12mm, 595 x 595 x 10mm Type - Tiles Reinforcement - Fibre (Glass Reinforced Gypsum); Reinforced Gypsum Plaster Boards And Ceiling Tiles Size (mm) - 595 x 595 x 12mm, 595 x 595 x 10mm Type - Tiles Reinforcement - Fibre(Glass Reinforced Gypsum); Reinforced Gypsum Plaster Boards And Ceiling Tiles, Size - 595mmx595mmx12mm, Type - Tiles, Reinforcement - Glass reinforced; Reinforced Gypsum Plaster Boards and Ceiling Tiles ¦ Type: Tiles ¦ Reinforcement: Glass ¦ Size: 595 mm X 595 mm X 12 mm.. [Key Test Methods & Allied Standards]: Test Methods: Methods of test for mineral gypsum (Second Revision); PLASTICS — METHODS OF TESTING PART 5 MECHANICAL PROPERTIES SECTION 5 DETERMINATION OF CHARPY IMPACT PROPERTIES SUBSEC 1 NON-INSTRUMENTED IMPACT TEST (Second Revision); Method of test for soils: Part 26 determination of pH value (Second Revision); Random sampling and randomization procedures (First Revision); Methods of test for gypsum plaster, concrete and products: Part 2 gypsum products (First Revision). Terminology: Gypsum - Glossary of Terms (Second Revision). Components & Materials: Gypsum Plaster Boards - Specification: Part 1 Plain Gypsum Plaster Boards (Fourth Revision); Specification for gypsum plaster for use in the manufacture of fibrous plaster boards (First Revision)
CED | IS 4985:2021 | Unplasticized PVC Pipes for Potable Water Supplies - Specification (Fourth Revision) | Current | 2021-06-30 | 2021 | 2026 | 04 | CED 50 - Plastic Piping System |  | Product Specification | Voluntary | 950 | 0 | 8 | IS 4985 : 2000 |  |  |  | https://standards.bis.gov.in/website/standard-details?encryptedId=eyJpdiI6Ik9zdVJiQWVMT2F5WkhlSm9wQjl4d0E9PSIsInZhbHVlIjoiZU9tMXcvMmM0dllmL1ZxaGZmKzVKdz09IiwibWFjIjoiZmJjMWFmMDVkYTRjZjk5Mjg3NDEwNWIxYzM0OTI0NzYzY2YxYjMyZDMwYzA1ODVmODgyNDBmYzFjYmUyYjliZiIsInRhZyI6IiJ9 | Current | 0 |  | Chemicals, Plastics and their Products including packaging and Environment | Plastic Films, Bottles, Jars, Pipes, Sockets and Other Products | PVC Pipes, Fittings and their testing | [Title]: IS 4985:2021 — Unplasticized PVC Pipes for Potable Water Supplies - Specification (Fourth Revision). [Classification]: Under CED / CED 50 - Plastic Piping System, categorized under Chemicals, Plastics and their Products including packaging and Environment > Plastic Films, Bottles, Jars, Pipes, Sockets and Other Products > PVC Pipes, Fittings and their testing, Certification: Voluntary, Type: Product Specification. [Covered Varieties & Grades]: 140mm to 200mm Class 6; Name of the Product - , Nominal Size-20 mm,25 mm ,32 mm ,40 mm ,50 mm , Type- NA , , Additional Parameter- Lead-Free (LF); CLASS 1 90,110,140,160,180,200, [PLAIN AND BELL END],+ CLASS 1 125,225,250,280,315, [PLAIN END] CLASS 2 63,75,90,110,140,160,180,200,[PLAIN AND BELL ENDED CLASS 2 125,225,250,280,315 [PLAIN ENDED]; CLASS 3 63,75,90,110,140,160,180,200,[PLAIN AND BELL END] CLASS 3 - 40,50,125,225,250,280,315[PLAIN END]; CLASS 5 - 32,40,50,63,75,90,110,125,140,160,180,200,225,250,280,315 [PLAIN ENDED] CLASS 4 63,75,90,110 PLAIN ENDED CLASS 4 125,140,160,180,200,225,250,280,315,[PLAIN ENDED] CLASS 1 125,225,250,280,315 ,225,250,280,315 ,50,125,225,250,280,315, ,160,&200 ,250,315 ,160,200, 225, 250- 315 ,200,225,250,280,315 ,90,110,140,160,200,225,250,280,315,,160,200,225,250,280,315,,90,110 ,3,4, & 5 125 ,3,4, & 5 180 ,2, & 3 , , with Elastomeric Sealing Ring Joint b]400 mm DN Class 2, with Elastomeric Sealing Ring Joint CLASS 2 0.4 Mpa 280 mm & CLASS 3 0.6 Mpa 280mm; Name of the Product - , , Nominal Size-25 mm ,32 mm ,40 mm ,50 mm , , Type- A and B, Additional Parameter- NA,; 4. Name of the Product - ,, Nominal Size-20 mm, 25 mm, 32 mm ,40 mm, 50 mm, 63 mm, 75 mm, 90 mm,110 mm , Type- A and B, , , Additional Parameter-NA; 3. Name of the Product - ,, Nominal Size-40 mm, 50 mm , 63 mm, 75 mm, 90 mm,110 mm ,125 mm ,140 mm , 160 mm , 180 mm, 200 mm, Type- A and B, , , Additional Parameter-NA; 2. Name of the Product - ,, Nominal Size-63 mm, 75 mm, 90 mm,110 mm ,125 mm ,140 mm , 160 mm , 180 mm, 200 mm, Type- A and B, , , Additional Parameter-NA; 1. Name of the Product - ,, Nominal Size-90 mm,110 mm ,125 mm ,140 mm , 160 mm , 180 mm, 200 mm, Type- A and B, , , Additional Parameter-NA; Class 2?(0.40 MPa), Type A and Type B, Nominal Size- 63 mm to 200 mm, End of?pipe-; Class 1?(0.25 MPa), Type A and Type B, Nominal Size- 90 mm to 200 mm, End of?pipe-; Class 3 (0.6 MPa), Type A and Type B, Nominal Size- 40 mm to 200 mm, End?; Clas.... [Key Test Methods & Allied Standards]: Test Methods: Thermoplastics Pipes and Fittings - Methods of Test (First Revision); METHODS OF TEST — POLYVINYL CHLORIDE RESINS (First Revision); Random sampling and randomization procedures (First Revision). Safety Standards: Positive list of constituents of polyvinyl chloride (pvc) and its copolymers in contact with foodstuffs, pharmaceuticals and drinking water (First Revision). Components & Materials: Polyvinyl chloride (pvc) and its copolymers for its safe use in contact with foodstuffs, pharmaceuticals and drinking water - Specification (First Revision); Specification for Unplasticized PVC Pipes for Use in Suction and Delivery Lines of Agricultural Pump Sets; Unplasticized Polyvinyl Chloride (PVC-U) Screen and Casing Pipes for Bore/Tubewells - Specification (Second Revision); RUBBER SEALS JOINT RINGS FOR WATER SUPPLY DRAINAGE AND SEWERAGE PIPELINES SPECIFICATION FOR MATERIALS ( Third Revision )
CED | IS 5758:2020 | Precast Concrete Kerbs, Channels, Edging, Quadrants and Other Associated Fittings - Specification ( Second Revision ) | Current | 2020-11-30 | 2020 | 2025 | 02 | CED 53 - Cement Matrix Products |  | Product Specification |  | 2 | 0 | 27 |  |  |  |  | https://standards.bis.gov.in/website/standard-details?encryptedId=eyJpdiI6IlRlZXhnM0xhT2JsbHBJclkyUEN0T1E9PSIsInZhbHVlIjoiWHJENW83Q1N5NnIySlZzV2xyN21oUT09IiwibWFjIjoiNDI5YjdlMjg1ZDIzMDE3ZGJmM2JlNjJjZDc2MDU5YjBlMDgyNWM3ZTYxZGJjZjUxYTYyMTBhODI3YTQ1OGZjMSIsInRhZyI6IiJ9 | Current | 0 |  | Building Materials including Paints | Cement, concrete and Allied Products | Ferrocement Products & Other Precast Concrete Products | [Title]: IS 5758:2020 — Precast Concrete Kerbs, Channels, Edging, Quadrants and Other Associated Fittings - Specification ( Second Revision ). [Classification]: Under CED / CED 53 - Cement Matrix Products, categorized under Building Materials including Paints > Cement, concrete and Allied Products > Ferrocement Products & Other Precast Concrete Products, Type: Product Specification. [Covered Varieties & Grades]: (i) Precast Concrete Kerbs - Straight Kerb (ii) Precast Concrete Angles - Internal Angles; Name of product: Precast Concrete Kerbs, Sub classification: Straight Kerb. [Key Test Methods & Allied Standards]: Test Methods: Random sampling and randomization procedures (First Revision); Hardened Concrete - Methods of Test: Part 2 Properties of Hardened Concrete other than Strength: Section 3 Oxygen Permeability Index ( First Revision ). Codes of Practice: Plain and reinforced concrete - Code of practice (Fourth Revision). Components & Materials: Pulverized fuel ash - Specification: Part 1 For use as pozzolana in cement, cement mortar and concrete (Third Revision); Pulverized Fuel Ash - Specification: Part 2 For use as Admixture in Cement Mortar and Concrete (Third Revision); Specificatioon for Sulphate Resisting Portland Cement; Specification for Portland pozzolana cement Part 1 Flyash based; Specification for Portland-pozzolana cement Part 2 calcined clay based; (+15 more). Related Standards: Bonded Abrasive Grinding Wheels - Part 2 : Dimensions; Ordinary Portland Cement, 33 Grade; Withdrawl; White Portland Cement -
CED | IS 460 (Part 1):2020 | Test Sieves — Specification Part 1 Wire Cloth Test Sieves ( Fourth Revision ) | Current | 2020-11-30 | 2020 | 2026 | 04 | CED 55 - Sieves, Sieving And Other Sizing Methods |  | Product Specification |  | 0 | 0 | 3 |  |  |  | Ministry of Housing and Urban Affairs | https://standards.bis.gov.in/website/standard-details?encryptedId=eyJpdiI6IjBiaFhTRkg4ekY5Q25oaXNoYWJrVFE9PSIsInZhbHVlIjoib0lKcGZpWE9XaEg3QXN4bVFQVkpZQT09IiwibWFjIjoiMGVlOTRjOGNkZTljOGU4ZGUxMzg1N2I4ZGEyMTg4NWY4ODg1NTY3NjdlN2Q5Yjk1Y2Y4MGE4Mzk4ZGQ2NDVmYyIsInRhZyI6IiJ9 | Current | 0 | Ministry of Housing and Urban Affairs | Building Materials including Paints | Cement, concrete and Allied Products | Concrete, Concrete admixrurers & additives and testing | [Title]: IS 460 (Part 1):2020 — Test Sieves — Specification Part 1 Wire Cloth Test Sieves ( Fourth Revision ). [Classification]: Under CED / CED 55 - Sieves, Sieving And Other Sizing Methods, categorized under Building Materials including Paints > Cement, concrete and Allied Products > Concrete, Concrete admixrurers & additives and testing (Ministry of Housing and Urban Affairs), Type: Product Specification. [Key Test Methods & Allied Standards]: Terminology: Glossary of Terms Relating to Test Sieves and Test Sieving (Third Revision of IS 5421). Components & Materials: Test Sieves — Specification Part 3 Methods of Examination of Apertures of Test Sieves ( Fourth Revision ). Related Standards: Bonded Abrasive Grinding Wheels - Part 2 : Dimensions
CED | IS 460 (Part 2):2020 | Test Sieves — Specification Part 2 Perforated Plate Test Sieves ( Fourth Revision ) | Current | 2020-11-30 | 2020 | 2026 | 04 | CED 55 - Sieves, Sieving And Other Sizing Methods |  | Product Specification |  | 0 | 0 | 3 |  |  |  | Ministry of Housing and Urban Affairs | https://standards.bis.gov.in/website/standard-details?encryptedId=eyJpdiI6Im5RcXNNQW9HLy9QREdDcW11Z1c2Z0E9PSIsInZhbHVlIjoiZ1dpandWNVZCZmN3LzBxejhLYnRCUT09IiwibWFjIjoiY2Y1YjExZmE5YjRhZWQ5MzNmYmM3OGJjYTY1MThlZTAxNWU4MjdiNDgxOGNmN2I3OTk4OTA5NDkyNjBhM2NjYiIsInRhZyI6IiJ9 | Current | 0 | Ministry of Housing and Urban Affairs | Building Materials including Paints | Cement, concrete and Allied Products | Concrete, Concrete admixrurers & additives and testing | [Title]: IS 460 (Part 2):2020 — Test Sieves — Specification Part 2 Perforated Plate Test Sieves ( Fourth Revision ). [Classification]: Under CED / CED 55 - Sieves, Sieving And Other Sizing Methods, categorized under Building Materials including Paints > Cement, concrete and Allied Products > Concrete, Concrete admixrurers & additives and testing (Ministry of Housing and Urban Affairs), Type: Product Specification. [Key Test Methods & Allied Standards]: Terminology: Glossary of Terms Relating to Test Sieves and Test Sieving (Third Revision of IS 5421). Components & Materials: Test Sieves — Specification Part 3 Methods of Examination of Apertures of Test Sieves ( Fourth Revision ). Related Standards: Bonded Abrasive Grinding Wheels - Part 2 : Dimensions
CED | IS 460 (Part 3):2020 | Test Sieves — Specification Part 3 Methods of Examination of Apertures of Test Sieves ( Fourth Revision ) | Current | 2020-11-30 | 2020 | 2026 | 04 | CED 55 - Sieves, Sieving And Other Sizing Methods |  | Product Specification |  | 0 | 0 | 4 |  |  |  | Ministry of Housing and Urban Affairs | https://standards.bis.gov.in/website/standard-details?encryptedId=eyJpdiI6ImpTRW95czJoOWthQkNtanVZL2xDN0E9PSIsInZhbHVlIjoieWNDMFl2bmZ3ZnVCQ05qRmdvZHVFQT09IiwibWFjIjoiZWFlNTY0MTY4Y2Y0MTI1MTNhNjY2YWM5NjY2M2JiM2FjZjlmNjA3YzUyYTM5ZTBmNTM1ZTI2MjNlN2Q4OGI0NiIsInRhZyI6IiJ9 | Current | 0 | Ministry of Housing and Urban Affairs | Building Materials including Paints | Cement, concrete and Allied Products | Concrete, Concrete admixrurers & additives and testing | [Title]: IS 460 (Part 3):2020 — Test Sieves — Specification Part 3 Methods of Examination of Apertures of Test Sieves ( Fourth Revision ). [Classification]: Under CED / CED 55 - Sieves, Sieving And Other Sizing Methods, categorized under Building Materials including Paints > Cement, concrete and Allied Products > Concrete, Concrete admixrurers & additives and testing (Ministry of Housing and Urban Affairs), Type: Product Specification. [Key Test Methods & Allied Standards]: Terminology: Glossary of Terms Relating to Test Sieves and Test Sieving (Third Revision of IS 5421). Components & Materials: Test Sieves — Specification Part 1 Wire Cloth Test Sieves ( Fourth Revision ); Test Sieves — Specification Part 2 Perforated Plate Test Sieves ( Fourth Revision ). Related Standards: Bonded Abrasive Grinding Wheels - Part 2 : Dimensions
CED | IS 4989:2018 | Foam concentrate for producing mechanical foam for fire fighting - Specification (Fourth Revision) | Current | 2018-12-31 | 2018 | 2023 | 04 | CED 22 - Fire Fighting |  | Product Specification | Voluntary | 30 | 0 | 11 |  |  |  |  | https://standards.bis.gov.in/website/standard-details?encryptedId=eyJpdiI6Im10YXZsZEdBVTNVNHN0R2dhVkVTZmc9PSIsInZhbHVlIjoieEt1NjNyek95c2tuSkd6bTlHYUNHQT09IiwibWFjIjoiOTE3MmY0ZWM3OTY3YTU3MTNmZTM2MWRhNTI2YzAzNTE4YmJmYWZjMWFhNTFkNTJkYWU5N2U3NzM3NTM3OTgzNyIsInRhZyI6IiJ9 | Current | 0 |  | Fire Fighting Equipments and Accessories | Fire Extinguishers, equipments , units and accessories | Fire Fighting Units | [Title]: IS 4989:2018 — Foam concentrate for producing mechanical foam for fire fighting - Specification (Fourth Revision). [Classification]: Under CED / CED 22 - Fire Fighting, categorized under Fire Fighting Equipments and Accessories > Fire Extinguishers, equipments , units and accessories > Fire Fighting Units, Certification: Voluntary, Type: Product Specification. [Covered Varieties & Grades]: AFFF, Type - 3 and Type- 6; PF, Type - 3 and Type- 6; FFFP, Type - 3 and Type- 6; AR AFFF, Type - 3 / 6; AFFF Type - 1; Protein Foam Concentrate(compound); Aqueous Film Forming Foam (AFFF), Type-3 and Type-6. Foam Concentrate for Producing Mechanical Foam for Fire Fighting: i)Film Forming Flouro Protein Liquid Concentrate,3%; and ii)Film Forming Flouro Protein Liquid Concentrate,6%.; AR FFFP Type - 3/3; AR AFFF Type - 3/3; AR FP Type - 3/3; FP Type - 3,6; SF Type - 1,3,6; AFFF, Type 3; Aqueous Film Forming Foam AFFF type 3 (AFFF 3 percentage); Aqueous Film Forming Foam AFFF type 6 (AFFF 6 percentage); Alcohol Resistance Aqueous Film Forming Foam, Type 3/3 (AR AFFF 3/3 percentrage); Alcohol Resistance Aqueous Film Forming Foam, Type 3/6 (AR AFFF 3/6 percentrage); AFFF1, FP3, FP6, FFFP3, FFFP6, SF1, SF3, SF6, AR-FFFP3/3, AR-FFFP3/6, AR-FP3/3, AR-FP3/6; Class AFFF, Type 3 (AFFF - 3 Percent)- To be used with 97 percent water and 3 percent concentrates, Fuel for fire performance Non-polar, Class of Fire- Class A and Class B; Class AFFF, Type 6 (AFFF - 6 Percent)- To be used with 94 percent water and 6 percent concentrates, Fuel for fire performance Non-polar, Class of Fire-Class A and Class B; Class AR-AFFF, Type 3/3 and 3/6; Class-AFFF, TYPE 3 and 6; Foam Concentrates for Producing Mechanical Foam for Fire Fighting, Class - SF and Type-3; Foam Concentrate for Producing Mechanical Foam for fire Fighting, Class and Type of foam Concentrate Class - AFFF and Type- 3 and 6; 1. Name of the product - Foam Concentrate for Producing Mechanical Foam for fire fighting, Class and Type of foam concentrate- AR-AFFF class and Type- 3/3 and 3/6.; Foam concentrate for producing mechanical foam for fire fighting ? AFFF Type 3 6.; Name of the product Foam Concentrate for Producing Mechanical Foam for fire fighting Class and Type of foam concentrate : AFFF Type 6; Foam Concentrate for Producing Mechanical Foam for fire fighting comma Class - AFFF, Type - 1 (AFFF-1) and Class -AF.... [Key Test Methods & Allied Standards]: Test Methods: Methods of measurement on direct reading PH meters (First Revision); Random sampling and randomization procedures (First Revision); Methods for testing tar and bituminous materials - Determination of viscosity : Part 3 - Kinematic viscosity (Second Revision). Codes of Practice: Colours for ready mixed paints and enamels (Sixth Revision). Components & Materials: Air Drying Enamel Paint for Architectural and Industrial Applications - Specification (Fifth Revision); Heady mixed paint, finishing, general purposes, synthetic - Specification; Drums large, fixed ends -- Specification: Part 1 Grade A drums (Fourth Revision); Drums large, fixed ends -- Specification: Part 2 Grade B drums (Fourth Revision); Steel drums (galvanized and ungalvanized) -- Specification (Third Revision); (+1 more). Related Standards: Pipe threads where pressure - Tight joints are made on the threads - Dimensions, tolerances and designation (Fourth Revision)
CED | IS 1443:2018 | Laying and Finishing of Cement Concrete Tiles - Code of Practice (Second Revision) | Current | 2018-07-31 | 2018 | 2023 | 02 | CED 05 - Flooring, Wall Finishing And Roofing |  | Code of Practice |  | 0 | 0 | 10 |  |  |  |  | https://standards.bis.gov.in/website/standard-details?encryptedId=eyJpdiI6ImlxZGtTcStwdVdrTUxwVGtNY1dOZVE9PSIsInZhbHVlIjoiZ1NGTWF0WE1xVngyNmVPMGdqQXQyQT09IiwibWFjIjoiMWU5ZGI1MzQyODNlMzdiYmVhOWM5NzcwN2I2Yzk5ZmEwZDNkM2FiNWQzZTU2ZDU1ZGRkNzY0MmYwMjk0ZDFhOSIsInRhZyI6IiJ9 | Current | 0 |  | Civil Engineering Design and Construction | Construction practices, measurement and management | Construction of Floors, Roofs, Ceilings, trusses | [Title]: IS 1443:2018 — Laying and Finishing of Cement Concrete Tiles - Code of Practice (Second Revision). [Classification]: Under CED / CED 05 - Flooring, Wall Finishing And Roofing, categorized under Civil Engineering Design and Construction > Construction practices, measurement and management > Construction of Floors, Roofs, Ceilings, trusses, Type: Code of Practice. [Key Test Methods & Allied Standards]: Codes of Practice: Cement Concrete Flooring Tiles - Specification (Second Revision); Plain and reinforced concrete - Code of practice (Fourth Revision). Components & Materials: Specification for Portland pozzolana cement Part 1 Flyash based; Specification for Portland-pozzolana cement Part 2 calcined clay based; Specification for sand for masonry mortars (First Revision); Coarse and Fine Aggregate for Concrete - Specification (Third Revision); Portland Slag Cement - Specification; (+2 more). Related Standards: Ordinary Portland Cement, 33 Grade
CED | IS 9417:2018 | Welding of High Strength Steel Bars for Reinforced Concrete Construction - Recommendations (Second Revision) | Current | 2018-06-30 | 2018 | 2023 | 02 | CED 54 - Concrete Reinforcement |  | Code of Practice |  | 0 | 0 | 12 |  |  |  |  | https://standards.bis.gov.in/website/standard-details?encryptedId=eyJpdiI6Ik1QS2ZUYm1rdVBUdFVBcmFGVjhBYVE9PSIsInZhbHVlIjoiVFZuVnRVcXEvOFRqVmxPRTlZNU1LQT09IiwibWFjIjoiNDU0MWU4MjY2ZGYyZGIwOWQ0MGM2NDg0Y2I2Mzc3NjM1ZmVjZGMyNDNlMjkxYjI4Njc3ZDc0YTdmNjA5N2E1ZiIsInRhZyI6IiJ9 | Current | 0 |  | Metals, Alloys and Metal Products (including Steel Products) | Steel Products for Concrete Reinforcement | Steel Reinforcement for Reinforced and Prestressed Concrete Constructions | [Title]: IS 9417:2018 — Welding of High Strength Steel Bars for Reinforced Concrete Construction - Recommendations (Second Revision). [Classification]: Under CED / CED 54 - Concrete Reinforcement, categorized under Metals, Alloys and Metal Products (including Steel Products) > Steel Products for Concrete Reinforcement > Steel Reinforcement for Reinforced and Prestressed Concrete Constructions, Type: Code of Practice. [Key Test Methods & Allied Standards]: Terminology: Welding and Allied Processes — Vocabulary Part 4 Arc Welding (First Revision). Codes of Practice: Code of practice for fire precautions in welding and cutting operations (First Revision); Code of practice for safety and health requirements in electric and gas welding and cutting operations (First Revision); Metal - Arc welding of carbon and carbon manganese steels - Recommendations (Fifth Revision). Components & Materials: Specification for equipment for eye and face protection during welding (First Revision); High Strength Deformed Steel Bars and Wires for Concrete Reinforcement - Specification (Fourth Revision); Single operator type arc welding transformers - Specification; DC electric welding generators - Specification (Third Revision); Electric welding accessories - Specification (First Revision); (+2 more). Related Standards: Scheme Of Symbols For Welding
CED | IS 1829 (Part 1):2017 | Library furniture and fittings - Specification: Part 1 timber (Second Revision) | Current | 2017-11-30 | 2017 | 2022 | 02 | CED 35 - Furniture |  | Product Specification |  | 0 | 0 | 7 |  |  |  | Ministry of Education | https://standards.bis.gov.in/website/standard-details?encryptedId=eyJpdiI6ImsvM25KWk1YR0IvaXFuamtNcWVYeUE9PSIsInZhbHVlIjoiLzh5SjBqT2thU3ZrRE1DdUs4dWJ4QT09IiwibWFjIjoiMjdhYzA4ZmQzM2VhMmVkNzA4NDM1NDllOTI5MzBkZTkwNGM3M2I3NmVhMTc2ZGM1OGQ2ZGIzM2QyMDRhMWQ1YiIsInRhZyI6IiJ9 | Current | 0 | Ministry of Education | Furniture | Office furniture | Office & Library Furniture and storage units | [Title]: IS 1829 (Part 1):2017 — Library furniture and fittings - Specification: Part 1 timber (Second Revision). [Classification]: Under CED / CED 35 - Furniture, categorized under Furniture > Office furniture > Office & Library Furniture and storage units (Ministry of Education), Type: Product Specification. [Key Test Methods & Allied Standards]: Codes of Practice: Code of practice for finishing of wood and wood based materials: Part 1 Operations and workmanship. Components & Materials: Veneered Decorative Plywood - Specification ( Fourth Revision ); Block boards - Specification (Fourth Revision) Amendment No - 3; IS 303: 2024 Plywood for General Purposes - Specification (fourth revision) ( Draft Second Amendment of IS 303:2024) ( ICS 79.060.10); Specification for synthetic resin adhesives for construction work (Non - Structural) in wood (First Revision)
CED | IS 1829 (Part 2):2017 | Library furniture and fittings - Specification: Part 2 steel (Second Revision) | Current | 2017-11-30 | 2017 | 2022 | 02 | CED 35 - Furniture |  | Product Specification |  | 0 | 0 | 25 |  |  |  |  | https://standards.bis.gov.in/website/standard-details?encryptedId=eyJpdiI6IjAvUDY1azdScGxqK1A3TTQvY3ovNkE9PSIsInZhbHVlIjoiaHhOYmcwQWRPTzFDRlVjblQwM1pJZz09IiwibWFjIjoiZTMxMzJjNmE1ZDY4NzkzN2E5ZjM5YTIxNjk0YmJmNDdjM2NhYzQ3NzJjOWU5NWI1ZDFlNzZkZGU4MjJmNjY3ZSIsInRhZyI6IiJ9 | Current | 0 |  | Furniture | Office furniture | Office & Library Furniture and storage units | [Title]: IS 1829 (Part 2):2017 — Library furniture and fittings - Specification: Part 2 steel (Second Revision). [Classification]: Under CED / CED 35 - Furniture, categorized under Furniture > Office furniture > Office & Library Furniture and storage units, Type: Product Specification. [Key Test Methods & Allied Standards]: Test Methods: Methods of sampling and test for paints, varnishes and related products: Part 5 Mechanical test on paint films: Sec 1 hardness tests (Fourth Revision). Codes of Practice: Specification for phosphate treatment of iron and steel for protection against corrosion. Components & Materials: Ready mixed paint, brushing, grey filler, for enamels for use over primers - Specification (Third Revision); Specification for filler rods and wires for gas welding (Second Revision); Powder coating - Specification; Ready mixed paint, spraying, finishing, stoving, enamel for general purposes, colour as required - Specification (Second Revision); Metal Chairs For Office Purposes Specification Part 1 Non-revolving And Non-tilting; (+6 more). Related Standards: Hot Rolled Carbon Steel Sheet and Strip; Indian Timbers for Furnitures and Cabinets- Classification; Enamel, Synthetic, Exterior : (a) Undercoating (b) Finishing; Enamel exterior (a) undercoating, (b) finishing; Dimensions of Tables and Chairs for Office Purposes (Third Revision); (+4 more)
CED | IS 16651:2017 | High Strength Deformed Stainless Steel Bars and Wires for Concrete Reinforcement - Specification | Current / New Pub | 2017-07-31 | 2017 | 2022 | 0 | CED 54 - Concrete Reinforcement |  | Product Specification | Mandatory | 11 | 0 | 10 |  |  |  | Ministry of Commerce and Industry | https://standards.bis.gov.in/website/standard-details?encryptedId=eyJpdiI6Imt5UkpsdnJ0WHJpVGZtMUdlVlpIMmc9PSIsInZhbHVlIjoiOWVCVFl2Y2l2ZHZwYSt6cHpMSUNiZz09IiwibWFjIjoiYmE3ZWQzYTExYjEwMmE5NzYxZmUxMTY4OGVhYjBkMzljZmUzM2FlMTJhZTk5ZjI4MzAzZTZiOGZhOTY4ZWI0YyIsInRhZyI6IiJ9 | Published | 0 | Ministry of Commerce and Industry | Metals, Alloys and Metal Products (including Steel Products) | Steel Products for Concrete Reinforcement | Steel Reinforcement for Reinforced and Prestressed Concrete Constructions | [Title]: IS 16651:2017 — High Strength Deformed Stainless Steel Bars and Wires for Concrete Reinforcement - Specification. [Classification]: Under CED / CED 54 - Concrete Reinforcement, categorized under Metals, Alloys and Metal Products (including Steel Products) > Steel Products for Concrete Reinforcement > Steel Reinforcement for Reinforced and Prestressed Concrete Constructions (Ministry of Commerce and Industry), Certification: Mandatory, Type: Product Specification. [Covered Varieties & Grades]: 12 mm, Designation-E(1.4362), SS 500; 10 mm, Designation-A(1.4301), SS 500; Name of the product: , Nominal Size:32 mm, Steel Designation Numbers: G, Strength Grade: SS500; Nominal Size : 28 mm, Steel Designation Number : G, Strength Grade : SS 550.; Nominal Size : 20 mm and 25 mm; Steel Designation Number :G, Strength Grade : SS 500; Nominal Size : 32mm; Steel Designation Number : G; Strength Grade : SS550; Nominal Size : 8 mm to 25 mm; SteelDesignation Number : G; Strength Grade : SS550; Nominal Size : 25 mm; Steel Designation Number: E; Strength Grade : SS 550; Nominal Size : 8 mm to 16 mm and 32 mm; Steel Designation Number : G; Strength Grade : SS 500.; SS 500 SS 550 SS 600 8MM 10MM 12MM 16MM 20MM 25MM 28MM 32MM; SS 550, Steel Designation G, Nominal Size 8 mm, SS 500, Steel Designation G, nominal size 8 mm; SS550, Steel Designation G, nominal size 32mm; SS500, Steel Designation G, nominal size 32mm; SS500, Steel Designation G, nominal size 8mm to 32mm; SS550, Steel Designation G, nominal size 8mm to 32mm; , Nominal Size: 8 mm to 32 mm, Steel Designation Numbers: G Strength Grade: SS 600, SS 650.; Strength Grade SS 500,SS 550 ,SS 600,Designation G,Nominal size 12 mm to 25 mm; Name of the Product - , Strength Grade- SS 500 comma SS 550 ,SS 600 , Steel Designation Number- G, Nominal size- 12 mm to 32 mm; Strength Grade SS 550,Nominal Size- 10 mm, Steel Designation Number-G; Grade SS 550 (Designation Number G (410L), Size - 8.0mm to 32.0mm.; Strength Grade-SS 550,Steel Designation Number-G,Nominal Sizes-8 mm, 10 mm, 12 mm, 16 mm, 20 mm, 25 mm,28 mm, 32 mm.; Strength Grade: SS 550, Steel Designation no: G - Ferritic Nominal sizes: 8 mm, 10 mm, 12 mm, 16mm, 20 mm. [Key Test Methods & Allied Standards]: Test Methods: Resistance to intergranular corrosion of austenitic stainless steels - Method for determination: Part 2 corrosion test in a sulphuric acid/copper sulphate medium in the presence of copper turnings (Monypenny Strauss Test) in the presence of copper turnings (Monypenny Strauss Test) (First Revision); Metallic materials Bend test; Mechanical testing of metals - Tensile Testing; Metallic Materials — Charpy Pendulum Impact Test Part 1 Test Method ( Fourth Revision ); Methods of Testing Bond in Reinforced Concrete: Part 1 Pull-Out Test; (+1 more). Components & Materials: High Strength Deformed Steel Bars and Wires for Concrete Reinforcement - Specification (Fourth Revision); Structural Steel - Part 1 - Hot Rolled Medium and High tensile Steel; General technical delivery requirements for steel and steel products. Related Standards: Methods of chemical analysis of pig iron, cast iron and plain carbon and low alloy steel
CED | IS 16526:2017 | Atactic polypropylene (APP) modified bituminous waterproofing and damp-proofing membrane with glass fibre reinforcement - Specification | Current / New Pub | 2017-06-30 | 2017 | 2022 | 0 | CED 41 - Waterproofing And Damp-proofing |  | Product Specification |  | 0 | 0 | 12 |  |  |  |  | https://standards.bis.gov.in/website/standard-details?encryptedId=eyJpdiI6IlNsbE1xMW1HUzVnZjZhSUo1YnlqZUE9PSIsInZhbHVlIjoiVkZzOGZDck5TUkpobXFpS0ZrSytBQT09IiwibWFjIjoiMjIyNzI0OTlkNGFmMmJhMzc4N2NlYjQ3Yjg0YzViYzM0ZjM5NTk5NGYyZTgyZTFlMTBhNWI2OWM3NTQ5ZDJhYyIsInRhZyI6IiJ9 | Published | 0 |  | Civil Engineering Design and Construction | Construction practices, measurement and management | Water proofing & Damp proofing | [Title]: IS 16526:2017 — Atactic polypropylene (APP) modified bituminous waterproofing and damp-proofing membrane with glass fibre reinforcement - Specification. [Classification]: Under CED / CED 41 - Waterproofing And Damp-proofing, categorized under Civil Engineering Design and Construction > Construction practices, measurement and management > Water proofing & Damp proofing, Type: Product Specification. [Key Test Methods & Allied Standards]: Test Methods: Bitumen based felts - Method of test Part 1 Breaking strength test; Bitumen based felts - Methods of test: Part 2 Pliability test (First Revision); Bitumen Based Felts - Methods of Test: Part 4 Pressure Head Test; Bitumen based felts - Methods of test Part 5 Heat resistance test; Bitumen based felts - Methods of test Part 6 Water absorption test; (+2 more). Codes of Practice: Code of practice for general design details and preparatory work for damp-proofing and water-proofing of buildings (First Revision). Components & Materials: Paving bitumen - Specification (Fourth Revision); Test Sieves — Specification Part 1 Wire Cloth Test Sieves ( Fourth Revision ); Glass Fibre Base Bitumen Felts - Specification (Second Revision)
CED | IS 4984:2016 | Polyethylene Pipes for Water Supply - Specification (Fifth Revision) | Current | 2016-07-31 | 2016 | 2026 | 05 | CED 50 - Plastic Piping System |  | Product Specification | Voluntary | 1095 | 0 | 6 |  |  |  |  | https://standards.bis.gov.in/website/standard-details?encryptedId=eyJpdiI6Iko0ZlQ4dkwyQmdYU1pnUzRGL3BCR0E9PSIsInZhbHVlIjoiSjJVdXQrZG1mdDMzNll2MHBLc2J2dz09IiwibWFjIjoiYjQ5OTc3Mzc3ODE5YTkzZjIwODA1N2RlNDc1MGNkOWI2MGFjYTkyYjUzMTE4Y2RhM2E2ODlkMGJiMjYxYjQzOSIsInRhZyI6IiJ9 | Current | 0 |  | Chemicals, Plastics and their Products including packaging and Environment | Plastic Films, Bottles, Jars, Pipes, Sockets and Other Products | PE pipes, Fittings and their testing | [Title]: IS 4984:2016 — Polyethylene Pipes for Water Supply - Specification (Fifth Revision). [Classification]: Under CED / CED 50 - Plastic Piping System, categorized under Chemicals, Plastics and their Products including packaging and Environment > Plastic Films, Bottles, Jars, Pipes, Sockets and Other Products > PE pipes, Fittings and their testing, Certification: Voluntary, Type: Product Specification. [Covered Varieties & Grades]: (1) PE 100 PN5 SDR 26 DN 1400 TO DN1600 (2) PE 100 PN6 SDR 21 DN 1400 TO DN1600; PE 100, PN 16, DN 200 to DN 500, SDR 9; PE100 PN10 SDR 13.6 DN 560 to 1000; NV--PE 100; PN6,DN 50 TO 315; PN 8,DN 40 TO 315; PN10,DN 32 TO 315; PN12.5,DN 25 TO 315; PN16,DN 20 TO 315,EXCEPT 140 , PN6, 8 and 10, DN140mm, 2) PE100, PN12.5 and 16, DN140mm and 3) PE100, PN10, DN 630mm , PN2.5 and 4, DN710 and 800mm, 2) PE8100, PN6 and 8, DN710 and 800mm , PN10, DN710mm; PE100 PN 5 SDR 26 DN 1000; PE100 PN 6 SDR 21 DN 1000; PE100 PN 8 SDR 17 DN 1000; PE 100, PN 12.5, DN 200 to DN 500, SDR 11; PE100, PN 3, DN 1200, SDR 41; PE 100, PN 4, DN 1200, SDR 33; PE100, PN 5, DN 1200, SDR26; PE 100, PN 6, DN 1200, SDR 21; PE100 PN3.2 SDR 41 DN 1000; PE100 PN4 SDR33 DN1000; PE100 PN5 SDR 26 DN 50 TO DN 180; PE100 PN5 SDR 26 DN 200 to 500; PE100 PN5 SDR 26 DN 560 to 900; PE100 PN6 SDR 21 DN 900; PE100 PN8 SDR 17 DN 900; PE100, SDR33, DN 560 to DN 900, PN 3.2 and PN 4; PE100, SDR41, DN 560 to DN 900, PN 3.2; 2) PE 80 PN3.2 SDR 33 DN75 TO DN 1000; (6) PE 80 PN8 SDR 13.6 DN 710 TO DN1000; (4) PE 80 PN5 SDR 21 DN 50 TO DN 1000; 1) PE 80 PN4 SDR 26 DN 900 TO DN 1000 (; (3) PE 80 PN2.5 SDR 41 DN 900 TO DN 1000; (5) PE 80 PN6 SDR 17 DN 900 TO DN1000; (1)PE 100 PN12.5 SDR 11 DN 560 TO DN1000 (2) PE 100 PN16 SDR 9 DN 560 TO DN1000; *PE63(1)PN2.5,63 TO 110(2)PN4,40 TO 110 (3)PN6,32 TO 110 (4)PN8,25 TO 110(5)PN10,,20 TO 110(6)PN12.5,UP TO 110 MM(7)PN16,UP TO 110 MM *PE80(6)PN2.5,90 TO 110,125 TO 400(7)PN4,50 TO 110,125 TO 400(8)PN6,40 TO 110,125 TO 400(9)PN8,32 TO 110,125 TO 400(10)PN10,25 TO 110,125 TO315(11)PN12.5,20 TO 110(12)PN16,UP TO 110 MM *PE100(13)PN6,UP TO 110,125 TO 400(14)PN8,UP TO 110,125 TO 400(15)PN10,UP TO 110,125 TO 400(16)PN12.5,UP TO 110(17)PN16,UP TO 110 PE100PN12.5 DN125 to 315, PE100 PN16 DN200 to315,PE80 PN12.5 DN200 to315,PE63 PN10 DN200 to315 , PN2.5 and PN4, PE63; PE100 PN3 SDR41 DN75 to DN200; PE100 PN4 SDR33 DN75 to DN200; 111. PE 100 PN 10 DN 32 SDR 13.6 112. PE 100 PN 10.... [Key Test Methods & Allied Standards]: Test Methods: POLYETHYLENE MOULDING MATERIALS AND POLYETHYLENE COMPOUNDS - METHODS OF TEST (First Revision); Random sampling and randomization procedures (First Revision); Determination of overall migration of constituents of plastics materials and articles intended to come in contact with foodstuffs - Method of analysis (Second Revision). Components & Materials: Specification for polyethylene for its safe use in contact with foodstuffs, pharmaceuticals and drinking water; POLYETHYLENE PE MATERIAL FOR MOULDING AND EXTRUSION SPECIFICATION Third Revision. Related Standards: Positive List of Constituents of Polyethylene in Contact with Foodstuffs, Pharmaceuticals and Drinking Water
CED | IS 12592:2002 | Precast concrete manhole cover and frame - Specification (First Revision) | Current | 2014-03-31 | 2002 | 2023 | 01 | CED 53 - Cement Matrix Products |  | Product Specification | Voluntary | 130 | 0 | 17 |  |  |  |  | https://standards.bis.gov.in/website/standard-details?encryptedId=eyJpdiI6IlNVMndWZ1JONGNxZUp4RkhBZ04weGc9PSIsInZhbHVlIjoiUzQxMnVlZjZnZDFlYzlIemNzalpnQT09IiwibWFjIjoiMmQzZTExMGE2ZGYyYWUzYTcwYTVhOGQyZjU1NTgxMjUwOGFmZjExMDY2YjIyN2M2MDU4ODViNzVlNTgyNzFhMSIsInRhZyI6IiJ9 | Current | 0 |  | Civil Engineering Design and Construction | Concrete structures | Prefabricated Construction | [Title]: IS 12592:2002 — Precast concrete manhole cover and frame - Specification (First Revision). [Classification]: Under CED / CED 53 - Cement Matrix Products, categorized under Civil Engineering Design and Construction > Concrete structures > Prefabricated Construction, Certification: Voluntary, Type: Product Specification. [Covered Varieties & Grades]: 1) Grade Designation: LD-2.5, Shape: Rectangular, Size: 450 x 600 mm 2) Grade Designation MD-10, Shape: Rectangular, Size: 450 x 600 mm. 3) Grade Designation: MD-10, Shape: Square, Size: 450 x 450 mm. 4) Grade Designation: MD-10, Shape: Circular, Size: 560 mm. 5) Grade Designation: MD-10, Shape: Square, Size 600 x 600 mm. 6) Grade Designation: HD-20, Shape: Rectangular, Size: 900 x 450 mm. 7) Grade Designation: HD-20, Shape: Circular, Size: 560 mm.; Grade Designation EHD-35, HD-20, MD-10 and LD-2.5, Circular shape of Size 450 mm and 560 mm.; Grade Designation HD 20 Shape Circular Sizemm560; Grade Designation - MD-10comma Shape-Rectangularcomma Size- mm 600x450; GradeMedium Duty MD - 10 Shape Square Size 450 mm X 450 mm and 600 mm X 600 mm; Grade Designation: LD-2.5, Description: Square, Clear Opening in Frame, mm: 450X450; Grade Designation: MD-10, Description: Square, Clear Opening in Frame, mm: 600X600; Grade Designation: MD-10, Description: Rectangular, Clear Opening in Frame, mm: 450X600; Grade Designation: MD-10, Description: Circular, Clear Opening in Frame, mm: 500 & 560; Grade Designation: HD-20, Description: Circular, Clear Opening in Frame, mm: 560 & 600; Grade Designation: EHD-35, Description: Circular, Clear Opening in Frame, mm: 560 & 600; Heavy Duty (HD 20), Circular, Size 450 mm to 560 mm; Extra Heavy Duty?(EHD 35), Circular, Size 450 mm to 560 mm; Medium Duty (MD 10),?Circular, Size 450 mm to 560 mm; Light Duty (LD 2.5), Circular, Size?370 mm to 560 mm; MD-10, RECTANGULAR, 600 X 450mm CLEAR OPENING , HD-20,CIRCULAR 500mm CLEAR OPENING; (1). Light Duty:LD-2.5, Rectangular Shape, Clear Opening 450mm x 600mm (2). Heavy Duty:HD-20, Circular Shape, Clear Opening 560mm and 600mm (3). Extra HeavyDuty, EHD-35, Circular Shape, Clear Opening 560mm and 600mm (4). MediumDuty, MD-10, Circular Shape, clear Opening 500mm; Precast Concrete Manhole Cover and Frame, Extra Heavy Duty, EHD-35, Circular, clear opening 560mm; Precast concrete manhole cover and frame He.... [Key Test Methods & Allied Standards]: Codes of Practice: Plain and reinforced concrete - Code of practice (Fourth Revision). Components & Materials: Specificatioon for Sulphate Resisting Portland Cement; Specification for Portland pozzolana cement Part 1 Flyash based; Specification for Portland-pozzolana cement Part 2 calcined clay based; High Strength Deformed Steel Bars and Wires for Concrete Reinforcement - Specification (Fourth Revision); Structural Steel - Part 1 - Hot Rolled Medium and High tensile Steel; (+7 more). Related Standards: Ordinary Portland cement, 53 grade; Ordinary Portland Cement, 33 Grade; Ordinary Portland Cement, 43 Grade
CED | IS 13801:2013 | Chequered Cement Concrete Tiles - Specification (First Revision) | Current | 2013-05-31 | 2013 | 2023 | 01 | CED 05 - Flooring, Wall Finishing And Roofing |  | Product Specification | Voluntary | 49 | 0 | 16 |  |  |  |  | https://standards.bis.gov.in/website/standard-details?encryptedId=eyJpdiI6IlVWRFBoMWsyWk9tNjBzL1lTcnM4MVE9PSIsInZhbHVlIjoiaVdDVzFkWWIxa2FKdmpMUnVaRXZpZz09IiwibWFjIjoiY2RhZDhiNmEyYmJmZjA4ZDdhNmZjNmJjMWY1ZDc4N2M3NTlkNmI3NDFmZGU5ZTY4ZThkZGU0NjJkNmU4ZDYyOCIsInRhZyI6IiJ9 | Current | 0 |  | Building Materials including Paints | Flooring, Roofing and Wall Finishing Products | Flooring and Roofing Standards | [Title]: IS 13801:2013 — Chequered Cement Concrete Tiles - Specification (First Revision). [Classification]: Under CED / CED 05 - Flooring, Wall Finishing And Roofing, categorized under Building Materials including Paints > Flooring, Roofing and Wall Finishing Products > Flooring and Roofing Standards, Certification: Voluntary, Type: Product Specification. [Covered Varieties & Grades]: , Class: - General purpose Tiles/ Heavy Duty Floor Tiles, Type: Chequered Coloured Tiles, No. of Layer: Mono Layer/Double Layer.; , Class: General Purpose Tiles, Type: Plain Chequered Tiles, No. of Layer: Monolayer, Size(mm): 300 X 300 X 20, 300 X 300 X 22, 300 X 300 X 25, 200 X 200 X 20, 200 X 200 X 22, 200 X 200 X 25, 250 X 250 X 20, 250 X 250 X 22, 250 X 250 X 25; , Class: Heavy Duty Floor Tiles, Type: Plain Chequered Tiles, No. of Layer: Monolayer, Size(mm): 300 X 300 X 20, 300 X 300 X 22, 300 X 300 X 25, 200 X 200 X 20, 200 X 200 X 22, 200 X 200 X 25, 250 X 250 X 20, 250 X 250 X 22, 250 X 250 X 25; , Class: General Purpose and Heavy Duty Floor Tiles, Type: Chequered Tiles, No. of Layers: Mono-layer with Standard Size: 250 x 250 x 17 mm and 300 x 300 x 20 mm and Double layer with Standard Size: 250 x250 x 22 mm and 300 x 300 x 25 mm.; , Size (mm) Length x Breadth x Thickness: 300 x 300 x 25mm, 250 x 250 x 25mm, Class: General Purpose Tiles/ Heavy Duty Floor Tiles, Type: Chequered coloured tiles, No of layer Monolayer/ Double layer.; , Sizes 250X250X25 mm and 300X300X25 mm, General Purpose Tiles, Chequered coloured tiles, Double layer; Chequered Colored Tiles 200X200,250X250,300X300 General Purpose Tiles?and Heavy Duty Floor Tiles Monolayer and Double layer; Name of the Product- , Class- General Purpose and Heavy-Duty Floor Tiles, Type- Chequered coloured tiles, No of layer- Monolayer and Double layer, Size 250x250x25mm and 300x300x25mm.; , Classification: General Purpose and Heavy Duty Floor Tiles, No. of Layers: Monolayer and Double layer, for following sizes as per IS 13801:2013 i) Size 250x250x25mm ii) Size 300x300x25mm; Size-300x300x30mm, 300x300x25mm,250x250x25mm, 250X250X22mm Class-General Purposes Tiles and Heavy Duty Floor Tiles, Type-Chequered Coloured Tiles, No of Layers-Double layer and Monolayer. [Key Test Methods & Allied Standards]: Test Methods: Sampling procedures for inspection by attributes: Part 1 sampling schemes indexed by acceptance quality limit (AQL) for lot - By - Lot inspection (Third Revision); Random sampling and randomization procedures (First Revision). Codes of Practice: Cement Concrete Flooring Tiles - Specification (Second Revision). Components & Materials: Specification for Portland pozzolana cement Part 1 Flyash based; Specification for Portland-pozzolana cement Part 2 calcined clay based; Abrasive emery grain - Specification (First Revision); Specification for organic pigments for paints: Part 1 Azo pigments (toluidine red, chlorinated p-nitroaniline red, arylamide yellow, and para red); Organic pigments for paints - Specification: Part 2 phthalocyanines (First Revision); (+6 more). Related Standards: Withdrawl; White Portland Cement -
CED | IS 10701:2012 | Structural plywood - Specification (First Revision) | Current | 2012-06-30 | 2012 | 2022 | 01 | CED 20 - Wood And Other Lignocellulosic Products |  | Product Specification | Mandatory | 20 | 0 | 16 |  |  |  | Ministry of Commerce and Industry | https://standards.bis.gov.in/website/standard-details?encryptedId=eyJpdiI6InlmZkk2YkJGWWhWMEFjUjFqTittQUE9PSIsInZhbHVlIjoiZHJiTENTRnczWUpLQlNBaGgzK29Odz09IiwibWFjIjoiZjZiYmMyZmYyZTkyMjVkM2QyNTMwNGJkMjFhOGEwOTNlYzU1ZmE2OWExMzViZDc0MTQ0ZjM0MjUzZWMzNmM5NCIsInRhZyI6IiJ9 | Current | 0 | Ministry of Commerce and Industry | Building Materials including Paints | Timber, Wood and Wood Products | Plywood, Veneers, Laminates & Adhesives | [Title]: IS 10701:2012 — Structural plywood - Specification (First Revision). [Classification]: Under CED / CED 20 - Wood And Other Lignocellulosic Products, categorized under Building Materials including Paints > Timber, Wood and Wood Products > Plywood, Veneers, Laminates & Adhesives (Ministry of Commerce and Industry), Certification: Mandatory, Type: Product Specification. [Covered Varieties & Grades]: BWP/STRUCTURAL PLYWOOD/?SIZE-2440*1220,2140*1220,1840*1220,2440*920,2140*920,1840*920MM,?thickness-upto and Including 25mm; Grade- BWP, thickness upto and including 12 mm; 2440 X 1220 X 19MMcommaGRADE-BWP; Structural Plywood; Structural Plywood Product, Thickness upto and including 19mm; Structural Plywood ¦ Size: Thickness upto and including 19 mm.; Structural Plywood, Size- Thickness up to and including 19mm; Structural Plywood, Size: Thickness upto and including 19 mm; Structural Plywood, Thickness- up to and including 19mm; Structural Plywood, for thickness upto and including 19mm; Structural plywood/thickness up to and including 25 mm/size up to and including 2440 mm x 1220 mm. [Key Test Methods & Allied Standards]: Test Methods: Methods for estimation of preservatives in treated timber and in treating solutions: Part 1 Deterrmination of copper, arsenic, chromium, zinc, boron, creosote and fuel oil; Wood/Lignocellulosic Based Panel Products - Methods of Sampling; Methods of test for plywood (Parts 1 to 20 in one volume) PART I DETERMINATION OF DENSITY AND--MOISTURE CONTENT; Methods of test for plywood PART 4 DETERMINATION OF GLUE SHEAR STRENGTH. Terminology: Timber Technology and Utilization of Wood, Bamboo and Cane - Glossary of Terms (Third Revision). Components & Materials: Structural Timber In Building - Specification (First Revision); Specification for preservative treated plywood; Synthetic Resin Adhesives for Plywood (Phenolic, Aminoplastic and Bio-Materials Based) - Specification ( Third Revision )
CED | IS 2185 (Part 1):2005 | Concrete masonry units - Specification: Part 1 hollow and solid concrete blocks (Third Revision) | Current | 2005-08-31 | 2005 | 2025 | 03 | CED 53 - Cement Matrix Products |  | Product Specification | Voluntary | 3 | 0 | 17 |  |  |  |  | https://standards.bis.gov.in/website/standard-details?encryptedId=eyJpdiI6InI5YzJxclc3ZTZNcWlxaUNkRTFCeEE9PSIsInZhbHVlIjoiYnN0NThSTUEwOGljaVJ1a2NUdjRpdz09IiwibWFjIjoiZjRhZGIyYzIxNGEzYzkxODM4NTk3ZWU4NjIwMWY4NDEwOWQ4NzYyNzcwNmQwMDIxZjA2NGVkZDNlOTczODU5MyIsInRhZyI6IiJ9 | Current | 0 |  | Civil Engineering Design and Construction | Concrete structures | Prefabricated Construction | [Title]: IS 2185 (Part 1):2005 — Concrete masonry units - Specification: Part 1 hollow and solid concrete blocks (Third Revision). [Classification]: Under CED / CED 53 - Cement Matrix Products, categorized under Civil Engineering Design and Construction > Concrete structures > Prefabricated Construction, Certification: Voluntary, Type: Product Specification. [Covered Varieties & Grades]: (i) SOLID CONCRETE BLOCKS, Grade C - C(4.0) and C(5.0), Length 230 mm, Width 100 mm, Height 75 mm, Special requirement - Length, Width and Height different from those prescribed in clause 4.2.1 of IS 2185 (Part 1) : 2005 (ii) Hollow (open and closed cavity) Concrete blocks, Grade B - B(3.5) and B(5.0), Length 440 mm, Width 215 mm, Height 190 mm, Special requirement - Length, Width and Height different from those prescribed in clause 4.2.1 of IS 2185 (Part 1) : 2005; Hollow Concrete Blocks,Closed?cavity,Grade-B(5.0),Size- 400mm(L) x 200mm(H) x 200mm(W); Hollow Concrete Blocks,Closed cavity,Grade-B(3.5),Size- 400mm(L) x?200mm(H) x 200mm(W); NAME OF PRODUCT- CONCRETE MASONRY UNITS, TYPE- HOLLOW CONCRETE BLOCK(OPEN AND CLOSED CAVITY), GRADE-B(3.5), Size- 400mm(L) x 200mm(H) x 150mm(W); NAME OF PRODUCT- CONCRETE MASONRY UNITS, TYPE- HOLLOW CONCRETE BLOCK(OPEN AND CLOSED CAVITY), GRADE-B(5.0), Size- 400mm(L) x 200mm(H) x 200mm(W). [Key Test Methods & Allied Standards]: Components & Materials: Pulverized fuel ash - Specification: Part 1 For use as pozzolana in cement, cement mortar and concrete (Third Revision); Pulverized Fuel Ash - Specification: Part 2 For use as Admixture in Cement Mortar and Concrete (Third Revision); Burnt clay hollow bricks for walls and partitions - Specification; Specification for Portland pozzolana cement Part 1 Flyash based; Specification for Portland-pozzolana cement Part 2 calcined clay based; (+8 more). Related Standards: Ordinary Portland cement, 53 grade; Ordinary Portland Cement, 33 Grade; Ordinary Portland Cement, 43 Grade; White Portland Cement -
CED | IS 1195:2002 | Bitumen - Mastic for flooring - Specification (Third Revision) | Current | 2002-09-30 | 2002 | 2022 | 03 | CED 05 - Flooring, Wall Finishing And Roofing |  | Product Specification |  | 0 | 0 | 11 |  |  |  |  | https://standards.bis.gov.in/website/standard-details?encryptedId=eyJpdiI6IkJsQ3BqdTRZUm93RFVCc0dUN3pyNkE9PSIsInZhbHVlIjoibGE4K1N2L2IrMC9YNUNvcTllYUc2Zz09IiwibWFjIjoiYzY1ZjdiOTAwMTRlMGMwMjg4NDRiZjUwZDUzMWZlMzdiZTAzYjFkOTc1ZDA3ODM0MDk1ZDkwYThjMTkwMmNhNiIsInRhZyI6IiJ9 | Current | 0 |  | Building Materials including Paints | Flooring, Roofing and Wall Finishing Products | Flooring and Roofing Standards | [Title]: IS 1195:2002 — Bitumen - Mastic for flooring - Specification (Third Revision). [Classification]: Under CED / CED 05 - Flooring, Wall Finishing And Roofing, categorized under Building Materials including Paints > Flooring, Roofing and Wall Finishing Products > Flooring and Roofing Standards, Type: Product Specification. [Key Test Methods & Allied Standards]: Test Methods: Methods for testing tar and bituminous materials - Determination of penetration (Second Revision); Tar and Bituminous Materials - Determination of Mineral Matter (Ash) - Methods of Test (Second revision); Methods of Test for Aggregates for Concrete: Part 1 Particle Size and Shape; Tar and bituminous materials - Determination of solubility in trichloroethylene or toluene - Methods of test (Third Revision). Terminology: Glossary of terms relating to bitumen and tar (Fourth Revision). Components & Materials: Green Oxide of Chromium for Paints - Specification (Third Revision ); Industrial bitumen - Specification (Third Revision). Related Standards: Trichloroethylene, Technical; Benzene, Reagent Grade
CED | IS 6523:1983 | Precast Reinforced Concrete Door and Window Frames | Current | 1983-11-30 | 1983 | 2023 | 01 | CED 53 - Cement Matrix Products |  | Product Specification |  | 0 | 0 | 13 |  |  |  | Ministry of Housing and Urban Affairs | https://standards.bis.gov.in/website/standard-details?encryptedId=eyJpdiI6ImtDb0Z6d2VXRHlrZXR2VkdudEI5VlE9PSIsInZhbHVlIjoiUVJSRlJFcjZvQXlkeGZXTGozU0pwUT09IiwibWFjIjoiNWMxNDlkOTg0NTU4MGU3NDhhYjA2OGQ1ZTY5MDkyZGViOWFhNWE1ODFjMzdmZjZlZTc0OTEzNGU1MTMwMzk4MyIsInRhZyI6IiJ9 | Current | 0 | Ministry of Housing and Urban Affairs | Civil Engineering Design and Construction | Concrete structures | Prefabricated Construction | [Title]: IS 6523:1983 — Precast Reinforced Concrete Door and Window Frames. [Classification]: Under CED / CED 53 - Cement Matrix Products, categorized under Civil Engineering Design and Construction > Concrete structures > Prefabricated Construction (Ministry of Housing and Urban Affairs), Type: Product Specification. [Key Test Methods & Allied Standards]: Test Methods: Hardened Concrete - Methods of Test: Part 2 Properties of Hardened Concrete other than Strength: Section 3 Oxygen Permeability Index ( First Revision ). Codes of Practice: Methods of sampling and analysis of concrete; RULES FOR ROUNDING OFF NUMERICAL VALUES (Second Revision); Plain and reinforced concrete - Code of practice (Fourth Revision). Components & Materials: Specification for Portland pozzolana cement Part 1 Flyash based; Mild steel wire for general engineering purposes (Fourth Revision); Coarse and Fine Aggregate for Concrete - Specification (Third Revision); Specification for Mild Steel And Medium Tensile Steel Bars and Hard-Drawn Steel Wire for Concrete Reinforcement Part 1 Mild Steel and Medium Tensile Steel Bars Fourth Revision; Portland Slag Cement - Specification; (+2 more). Related Standards: Ordinary Portland Cement, 33 Grade; Ordinary Portland Cement, 43 Grade
CED | IS 383:2016 | Coarse and Fine Aggregate for Concrete - Specification (Third Revision) | Current |  | 2016 | 2025 | 03 | CED 02 - Cement And Concrete |  | Product Specification | Voluntary | 4 | 0 | 14 |  |  |  | Ministry of Housing and Urban Affairs | https://standards.bis.gov.in/website/standard-details?encryptedId=eyJpdiI6Ilc0R3NIVmk4QVJXeW9Db2dCZUhVV0E9PSIsInZhbHVlIjoiK09GQi9tSDVnY0pqc09WYUkxV0FVdz09IiwibWFjIjoiMDVhZTMyYWZjMTAyYzExYTliMzQ1ZjEwYWFjMjBiMDI4NGViMmYzZTM3YjY1YTk1Yjk1NDUzZDdmMjA2OWQzZSIsInRhZyI6IiJ9 | Current | 0 | Ministry of Housing and Urban Affairs | Building Materials including Paints | Cement, concrete and Allied Products | Concrete, Concrete admixrurers & additives and testing | [Title]: IS 383:2016 — Coarse and Fine Aggregate for Concrete - Specification (Third Revision). [Classification]: Under CED / CED 02 - Cement And Concrete, categorized under Building Materials including Paints > Cement, concrete and Allied Products > Concrete, Concrete admixrurers & additives and testing (Ministry of Housing and Urban Affairs), Certification: Voluntary, Type: Product Specification. [Covered Varieties & Grades]: Fine aggregate: Grading zone - Zone I / Zone II/ Zone III/ Zone IV, Classification: Crushed Sand; Coarse aggregate: Single Size ? 10 mm, 12.5 mm, 16 mm, 20 mm. Classification: Crushed Stone; Type- Coarse Aggregate and Fine Aggregate Grading and Nominal Size (For coarse aggregates) : Single Size- 10 mm 12.5 mm 16 mm 20 mm 40 m 63 mm Graded : NA For mass concrete : NA Classification of aggregates ( For coarse Aggregates)- Crushed gravel or stone Grading Zone (For Fine Aggregates) -II Classification of aggregates (For Fine aggregates)- Crushed stone sand; Type- Coarse Aggregate and Fine Aggregate Grading and Nominal Size (For coarse aggregates) : Single Size- 10 mm 12.5 mm 16 mm 20 mm, Graded : NA, For mass concrete : NA, Classification of aggregates ( For coarse Aggregates)- Crushed gravel or stone, Grading Zone (For Fine Aggregates) -II, Classification of aggregates (For Fine aggregates)- Crushed stone sand; Type: Fine Aggregate ¦ Grading Zone: I/ II/ III/ IV ¦ Classification: Crushedstonesand. [Key Test Methods & Allied Standards]: Test Methods: Determination of Water Soluble and Acid Soluble Chlorides in Mortar and Concrete - Method of Test: Part 2 Hardened Mortar and Concrete; Methods of Test for Aggregates for Concrete: Part 2 Estimation of Deleterious Materials and Organic Impurities; Methods for Sampling of Aggregates for Concrete (First Revision); Random sampling and randomization procedures (First Revision). Terminology: Cement Concrete - Glossary of terms : Part 1 Concrete Aggregates (First Revision). Components & Materials: Specification for rotary and linear actuators (AC and DC) for aircraft; CBR Mould and Its Accessories - Specification (First Revision)
CED | IS 6315:2025 | Hydraulically Regulated Floor Springs - Specification Third Revision of IS 6315 ICS 91190 | Current | 2025-11-20 | 2025 |  | 03 | CED 15 - Builder's Hardware | 91.190 | Product Specification | Mandatory | 11 | 0 | 3 | IS 6315:1992 |  |  | Ministry of Housing and Urban Affairs | https://standards.bis.gov.in/website/standard-details?encryptedId=eyJpdiI6ImpWYjV5bnJWWFRqKzNJVTNpZUd1YVE9PSIsInZhbHVlIjoiaWhQTmY2cjY0R01qK2o4MzFqOTl0Zz09IiwibWFjIjoiMDMzMTFmZjlkZjQ4ZDMwOTQwNDkyNWQyNDE4OTA4MTQ4N2ZhN2M4YmM0N2UzNWJmNzAzNGVjZTQ2M2E5ZTE1ZiIsInRhZyI6IiJ9 | Current | 0 | Ministry of Housing and Urban Affairs | Building Materials including Paints | Door and Window and its Fittings | Doors and Windows | [Title]: IS 6315:2025 — Hydraulically Regulated Floor Springs - Specification Third Revision of IS 6315 ICS 91190. [Classification]: Under CED / CED 15 - Builder's Hardware, categorized under Building Materials including Paints > Door and Window and its Fittings > Doors and Windows (Ministry of Housing and Urban Affairs), Certification: Mandatory, Type: Product Specification. [Covered Varieties & Grades]: ===Floor springs (hydraulically regulated) for heavy doors, Type - Double action, overall dimensions - 260mmx105.5mmx50mm==; Floor Spring (hydralically regulated) for heavy doors- Heavy duty model SM-02; Hydraulically Regulated Floor Spring With Hold open, Classification code: 383013 and 384013; Hydraulically regulated Floor springs ,with Hold Open,classification code 356011; Name of Product- Floor Spring (Hydraulically Regulated) for Heavy Doors, Type- Double Action Floor Spring, Dimensions- 306mm X 108mm X 41mm; Name of the product: Floor Springs (Hydraulically Regulated) for Heavy Doors Type: Double action floor spring Overall dimensions of floor spring assembly: 1070mmX2250mm; Type : With Hold Open; Classification Codes : 374013, 372013, 373013, 374012, 372012, 373012, 374011, 372011, 373011, 364013, 362013, 363013, 364012, 362012, 363012, 364011, 362011, 363011, 354013, 352013, 353013, 354012, 352012, 353012, 354011, 352011, 353011.; floor springs (hydraulically regulated) for heavy doors double action CI body. [Key Test Methods & Allied Standards]: Test Methods: Random sampling and randomization procedures (First Revision). Codes of Practice: Corrosion Tests in Artificial Atmospheres - Salt Spray Tests (second revision). Components & Materials: Fire Doors and Doorsets - Specification (first revision)
CED | IS 3097:2025 | Veneered Medium Density Particle Boards from Wood and other Lignocellulosic Material - Specification ( Third Revision ) | Current | 2025-08-19 | 2025 |  | 03 | CED 20 - Wood And Other Lignocellulosic Products |  | Product Specification |  | 0 | 0 | 8 | IS 3097 : 2006 |  |  |  | https://standards.bis.gov.in/website/standard-details?encryptedId=eyJpdiI6ImdqcmNkRWNXSjExNGF2dmV6dWt5M3c9PSIsInZhbHVlIjoiLytLZEVIOWZVNWlpMnFjTVNFbzhkZz09IiwibWFjIjoiNzBhMmM0N2M2OTY3ZWVlYmM1ODJhYmU1ODI2Yzg1NzFhYTk1OWUzOTEzZTNmM2VkNTJjYTNmYzY2NzRlYjU1OCIsInRhZyI6IiJ9 | Current | 0 |  | Building Materials including Paints | Timber, Wood and Wood Products | Boards & wood composite products | [Title]: IS 3097:2025 — Veneered Medium Density Particle Boards from Wood and other Lignocellulosic Material - Specification ( Third Revision ). [Classification]: Under CED / CED 20 - Wood And Other Lignocellulosic Products, categorized under Building Materials including Paints > Timber, Wood and Wood Products > Boards & wood composite products, Type: Product Specification. [Key Test Methods & Allied Standards]: Test Methods: Method for Determination of Formaldehyde Content in Wood-Based Panels by Extraction Method Called Perforator Method ( First Revision ); Random sampling and randomization procedures (First Revision); Methods of Test for Wood Particle Boards and Boards from Other Lignocellulosic Materials; Wood based panels - Determination of formaldehyde release: Part 1 formaldehyde emission by the 1 - Cubic - Metre chamber method; Sensory analysis Methodology Ranking; (+1 more). Terminology: Timber Technology and Utilization of Wood, Bamboo and Cane - Glossary of Terms (Third Revision). Codes of Practice: Connectors for electronic equipment Part 2 Tests and measurements Section 6: Electrical continuity and contact resistance tests Test 2f: Housing shell electrical continuity
CED | IS 12406:2025 | Medium Density Fibre Boards of Wood and Other Lignocellulosic Materials for General Purpose - Specification ( Third Revision ) | Current | 2025-08-19 | 2025 |  | 03 | CED 20 - Wood And Other Lignocellulosic Products |  | Product Specification | Mandatory | 29 | 0 | 9 |  |  |  | Ministry of Housing and Urban Affairs | https://standards.bis.gov.in/website/standard-details?encryptedId=eyJpdiI6InhmY0hMRGNUSmo0dWxuWSttd2NoVlE9PSIsInZhbHVlIjoicDNNc2cwSGpGUzBoeFlRUHI1am9Ddz09IiwibWFjIjoiNTMyYTQ0ZTMyYzNkYWYyMzMzMWFmYzI5OGQxZDU3MzFlODk0YjA5ODFmNTFjYzE3ZWI1NDJiNDk1ZmNkMTNkMyIsInRhZyI6IiJ9 | Current | 0 | Ministry of Housing and Urban Affairs | Building Materials including Paints | Timber, Wood and Wood Products | Timber, Bamboo and their engineering | [Title]: IS 12406:2025 — Medium Density Fibre Boards of Wood and Other Lignocellulosic Materials for General Purpose - Specification ( Third Revision ). [Classification]: Under CED / CED 20 - Wood And Other Lignocellulosic Products, categorized under Building Materials including Paints > Timber, Wood and Wood Products > Timber, Bamboo and their engineering (Ministry of Housing and Urban Affairs), Certification: Mandatory, Type: Product Specification. [Covered Varieties & Grades]: 1. Name of the product - Medium Density Fibre Boards For General Purpose comma Grade- Grade 1 and Grade 2, Formaldehyde Class- E1 and E2 comma Thickness (mm)- 30 mm to upto and including 45 mm.; MEDIUM DENSITY FIBRE BOARDS FOR GENERAL PURPOSE Grade 1 and Grade 2 Formaldehyde class E 1 and E 2 Thickness 12 mm to 19 mm; MEDIUM DENSITY FIBRE BOARDS FOR GENERAL PURPOSE(i) Grade 1 and Grade 2 comma Formaldehyde Class E1 and E2, Thickness- Thickness upto and including 9 mm, without optional requirements, without Eco Mark (ii) Grade 1 and Grade 2, Formaldehyde Class E1 and E2 Thickness 9 mm upto and including 12 mm, without optional requirements, without Eco Mark(iii) Grade 1 and Grade 2 comma Formaldehyde Class E1 and E2, Thickness 19 mm upto and including 30 mm, without optional requirements, without Eco Mark; GRADE 1 and GRADE-2, CLASS E2,thicknessfrom 1.5 mm to 18 mm(both thickness inclusive); GRADE 1 andGRADE-2, CLASS E2, thickness from 19 mm to 30mm(both thickness inclusive); Grade - 1 and 2 , Formaldehyde Class - E1 and E2, Length up to and including 2440 mm, width up to and including 1220 mm and thickness upto and including 19 mm, without optional requirement of steady-state formaldehyde emission.; Grade 1 7 7.3 7.5 9 10 10.5 11 15 16 16.3 16.5 16.7 19 22 23 27 and 30 mm Grade 2 7 7.3 10 10.5 16.3 16.5 19 22 23 27 and 30 mm; Medium Density Fibre Boards, Grade I Sizes 2440 x 1220 x 18 mm thickness and Grade II sizes 2440 x 1220 x 25mm, Plain Exterior board Grade I - 8mm, 12mm, 17mm, 25mm Plain Interior Board Grade II - 7.5mm, 7.8mm, 8mm, 9mm, 11mm, 12mm, 15mm, 16mm, 16.7mm, 17mm, 18mm; Grade- Grade 1 and Grade 2, Formaldehyde class- E1 and E2, Thickness- up to and including 9mm; Medium Density Fibre Boards of Wood and otherLignocellulosic Materials for General Purpose ¦ Grade: Regular (REG)Grade ¦ Thickness (in mm): From 7 mm upto and including 25 mm ¦Formaldehyde Class: E1 ¦ Without Steady-State Formaldehyde Emission test(optional test).; Medium-Density Fi.... [Key Test Methods & Allied Standards]: Test Methods: Method for Determination of Formaldehyde Content in Wood-Based Panels by Extraction Method Called Perforator Method ( First Revision ); Random sampling and randomization procedures (First Revision); Wood/Lignocellulosic Based Panel Products - Methods of Sampling; Methods of Test for Wood Particle Boards and Boards from Other Lignocellulosic Materials; Wood based panels - Determination of formaldehyde release: Part 1 formaldehyde emission by the 1 - Cubic - Metre chamber method; (+1 more). Terminology: Timber Technology and Utilization of Wood, Bamboo and Cane - Glossary of Terms (Third Revision). Components & Materials: Fibre hardboards - Specification (Third Revision); Specification For Fibre Insulation Boards
CED | IS 3087:2025 | Medium Density Particle Boards of Wood and other Lignocellulosic Materials for General Purpose - Specification ( Third Revision ) | Current | 2025-08-19 | 2025 | 2026 | 03 | CED 20 - Wood And Other Lignocellulosic Products |  | Product Specification | Mandatory | 74 | 0 | 7 |  |  |  |  | https://standards.bis.gov.in/website/standard-details?encryptedId=eyJpdiI6IkZYU0RTRURZZzhaMG1uRllXTlNBTlE9PSIsInZhbHVlIjoiR2t2SXlTUEdxSUIvSnhYMDB2VWtIZz09IiwibWFjIjoiYTY5YWUzYTAwNjZmOWZiYTVkMDJkMDczMjVhMjczYzMwYzljOThlM2NiNjA3NWRiZmVkYmU3MGVhMmM2ZDA5YyIsInRhZyI6IiJ9 | Current | 0 |  | Building Materials including Paints | Timber, Wood and Wood Products | Boards & wood composite products | [Title]: IS 3087:2025 — Medium Density Particle Boards of Wood and other Lignocellulosic Materials for General Purpose - Specification ( Third Revision ). [Classification]: Under CED / CED 20 - Wood And Other Lignocellulosic Products, categorized under Building Materials including Paints > Timber, Wood and Wood Products > Boards & wood composite products, Certification: Mandatory, Type: Product Specification. [Covered Varieties & Grades]: Class- Flat Pressed Three layer, Multilayer and Graded, Grade -1 (FPT 1) and Grade -2 (FPT 2), Formaldehyde class- E1 and E2, from 8 mm to Upto and including 40 mm thickness.; Class- Flat Pressed Three layer, Multilayer and Graded, Grade -1 (FPT 1) and Grade -2 (FPT 2), Formaldehyde class- E2, Upto and including 30 mm thickness.; Length up to and including 2440 mm , Width up to and including 1220 mm , Thickness up to and including 25 mm Grade I /Type FPT 1 , FORMALDEHYDE CLASS El & E2; Name of product Medium Density Particle Boards of Wood andother Lignocellulosic Materials for General Purpose-- Grade and Type -Regular (REG) Grade Grade A , Regular (REG) Grade Grade B, MoistureResistance (MR) Grade, High Moisture Resistance (HMR) Grade--Formaldehyde class El, E2 -- Thickness (mm) Upto and including 35 --Steady-State Formaldehyde Emission- Without; Particle Boards of Lignocellulosic materials (Using Sugarcanebased Bagasse) for General Purpose, Medium Density, of Grade II, FPT-2,Formaldehyde Class E-2, BWR, of size for length upto 2440mm, width upto1220mm and thickness upto 30mm?; Particle Boards of Wood and Other LignoCellulosic materials(Medium Density) for General Purposes Class and Type - Flat pressed three layer, multilayer and graded, Grade 1 Designation FPT 1 and Grade 2 Designation FPT 2, Formaldehyde Class E1 and E2, Sizes- Thickness 8mm to 44mm; Particle Boards of wood & other lingo cellulosic materials (medium density)for general purposes, Sizes upto 2400mm x 1220mm x 17mm; Particle boards of wood and other lignocellulosic materials (medium density) for general purposes, Class and Type: Flat pressed three layer, Multilayer and graded, Grade I Designation FPT-1, Formaldehyde class - E1, Size: Thickness from 8mm to up to and including 58 mm.; Plain particale board of wood waste Grade 1 and 2 FPT 1 and FPT 2 Emission class E1 and E2 up to thickness 20mm; Wood Particle Boards (Medium Density) for general purposes,Grade 1 & 2, Size upto and inc.... [Key Test Methods & Allied Standards]: Test Methods: Method for Determination of Formaldehyde Content in Wood-Based Panels by Extraction Method Called Perforator Method ( First Revision ); Random sampling and randomization procedures (First Revision); Wood/Lignocellulosic Based Panel Products - Methods of Sampling; Methods of Test for Wood Particle Boards and Boards from Other Lignocellulosic Materials; Wood based panels - Determination of formaldehyde release: Part 1 formaldehyde emission by the 1 - Cubic - Metre chamber method; (+1 more). Terminology: Timber Technology and Utilization of Wood, Bamboo and Cane - Glossary of Terms (Third Revision)
CED | IS 11594:2025 | Mild Steel Thin Walled Sampling Tubes and Sampler Heads ? Specification (First Revision) | Current | 2025-03-26 | 2025 |  | 01 | CED 43 - Soil And Foundation Engineering |  | Product Specification |  | 0 | 0 | 5 | IS 11594 : 1985 |  |  |  | https://standards.bis.gov.in/website/standard-details?encryptedId=eyJpdiI6Ijl6WE1YUURObTJYNTZ5ZUEvN3ZDVHc9PSIsInZhbHVlIjoibXV5M1FFUUdqSEhUWlUrL3d1dXNzQT09IiwibWFjIjoiM2U5NzUxMmI1YzYyYWQ4MjYzN2UwMDY0MTc0NDNiYmIyNTRlYTY3Yzg5MmYxZDY4OTJiY2Y4ZWU4MGFmYjFjMiIsInRhZyI6IiJ9 | Current | 0 |  | Civil Engineering Design and Construction | Foundation, underground structures, soil and rock mechanics | Soil Testing Equipments | [Title]: IS 11594:2025 — Mild Steel Thin Walled Sampling Tubes and Sampler Heads ? Specification (First Revision). [Classification]: Under CED / CED 43 - Soil And Foundation Engineering, categorized under Civil Engineering Design and Construction > Foundation, underground structures, soil and rock mechanics > Soil Testing Equipments, Type: Product Specification. [Key Test Methods & Allied Standards]: Terminology: Glossary of terms and symbols relating to soil engineering (First Revision). Components & Materials: Steel tubes, tubulars and other wrought steel fittings - Specification: Part 1 steel tubes (Sixth Revision); Steel Ingots, Billets, Blooms, Slabs and Bars For Forging - Specification (Sixth Revision); Specification for case hardening steels (First Revision); Tourism and related services - Accessible tourism for all - Requirements and recommendations
CED | IS 905:2025 | Delivery Breechings for Fire Fighting - Dividing and Collecting - Instantaneous Pattern - Specification (third revision) | Current | 2025-03-19 | 2025 |  | 03 | CED 22 - Fire Fighting |  | Product Specification |  | 0 | 0 | 11 | IS 905 : 1980 |  |  |  | https://standards.bis.gov.in/website/standard-details?encryptedId=eyJpdiI6InlnbWljdm9IbW1mRHhYeS9ZclZJRFE9PSIsInZhbHVlIjoiT3lIZDZwWnA1RUpsTXNmUEhpWGcrZz09IiwibWFjIjoiYmVkNzQ4NmNmYmFiZGIyNjA3OGQ5MGFlZDI0NWVhNDBjM2I3OTZhMzVjNDU5OWFmZjU5M2ZhYzk3OGFiNTUzMyIsInRhZyI6IiJ9 | Current | 0 |  | Fire Fighting Equipments and Accessories | Fire Extinguishers, equipments , units and accessories | Fire Fighting Extinguishers & Equipment | [Title]: IS 905:2025 — Delivery Breechings for Fire Fighting - Dividing and Collecting - Instantaneous Pattern - Specification (third revision). [Classification]: Under CED / CED 22 - Fire Fighting, categorized under Fire Fighting Equipments and Accessories > Fire Extinguishers, equipments , units and accessories > Fire Fighting Extinguishers & Equipment, Type: Product Specification. [Key Test Methods & Allied Standards]: Components & Materials: Specification for leaded brass ingots and casting (Second Revision); Specification for high tensile brass ingots and castings (Second Revision); Specification for leaded tin bronze ingots and castings (Second Revision); Landing Valves - Specification (Fourth Revision); Stainless steel wire - Specification ( Second Revision ); (+4 more). Related Standards: Recommended construction practice of apparatus for spray cabinet for various salt spray tests; Pipe threads where pressure - Tight joints are not made on the threads - Dimensions, tolerances and designation (Third Revision)
CED | IS 5820:2024 | PRECAST CONCRETE CABLE COVERS — SPECIFICATION (first revision) | Current | 2024-08-07 | 2024 |  | 01 | CED 53 - Cement Matrix Products |  | Product Specification | Voluntary | 16 | 0 | 17 | IS 5820 : 1970 |  |  |  | https://standards.bis.gov.in/website/standard-details?encryptedId=eyJpdiI6IlhLYmFJUldxYXpXNjNsRUdDM29INVE9PSIsInZhbHVlIjoiQ3RReXZjZmJCUE40YmhXbGwrdEQ3QT09IiwibWFjIjoiYzM3NDMyYzdjNTU2YTk5MWNiNTgxNmRhYmQ5MGU2ODRlNTA1NmM2ZjQzODEyYzM3NWJiYTgzMDRlZWY0NDA3OCIsInRhZyI6IiJ9 | Current | 0 |  | Building Materials including Paints | Cement, concrete and Allied Products | Cement and its Testing | [Title]: IS 5820:2024 — PRECAST CONCRETE CABLE COVERS — SPECIFICATION (first revision). [Classification]: Under CED / CED 53 - Cement Matrix Products, categorized under Building Materials including Paints > Cement, concrete and Allied Products > Cement and its Testing, Certification: Voluntary, Type: Product Specification. [Covered Varieties & Grades]: Class HV, TYPE 1 AND 2,?FLAT, UNREINFORCED; Class LV, TYPE 1, 2 and 3, FLAT, UNREINFORCED; Class HVP Type 1 and Type 2 Unreinforced With Peak; Class HV Type 1 and Type 2 Unreinforced Flat; Class LV Type 1 Type 2 and Type 3 Unreinforced Flat; Class- LV, Type-1, Flat, Unreinforced; Class- LV, Type?- 1, 2 and 3, Shape - Flat, Unreinforced; Class- HV, Type 1 and 2, Shape - Flat, Unreinforced; HVP/Type 1, 2/With Peak/Unreinforced; HV/Type 1, 2/Flat/Unreinforced; LV/Type 1, 2, 3/Flat/Unreinforced; HV/Type No.2/ with Flat Unreinforced; HVP/Type No.2/ with Peak Unreinforced; Name of Product:- Precast Concrete Cable Covers, Class &Description : Unreinforced precast cable cover with flat (UF).; Precast Concrete Cable Cover, Class - HV Flat, Size _ 300 mm x 180 mm x 40 mm PRECAST CONCRETE CABLE COVERS OF A.CLASS HV FLAT, TYPE-2,SIZE-450X180X40MM, B.CLASS LV FLAT,TYPE-2, SIZE-300X180X40MM, C.CLASS LV FLAT, TYPE-3 SIZE-450X180X40MM, D. CLASS-LV FLAT, TYPE-1, SIZE-250X150X40MM; Precast Concrete Cable Covers Unreinforced precast cable cover with flat (UF); Precast Concrete Cable Covers, Unreinforced precast cablecover with flat (UF); Unreinforced precast cable cover with flat (UF). [Key Test Methods & Allied Standards]: Codes of Practice: Plain and reinforced concrete - Code of practice (Fourth Revision). Components & Materials: Pulverized fuel ash - Specification: Part 1 For use as pozzolana in cement, cement mortar and concrete (Third Revision); Specificatioon for Sulphate Resisting Portland Cement; Specification for Portland pozzolana cement Part 1 Flyash based; Specification for Portland-pozzolana cement Part 2 calcined clay based; Specification for Hard - Drawn Steel Wire Fabric for Concrete Reinforcement (Second Revision); (+9 more). Related Standards: Ordinary Portland Cement, 33 Grade
CED | IS 2556 (Part 16):2024 | Vitreous China Sanitary Appliances —Specification Part 16 Specific Requirements of Washdown Wall Mounted Water Closets (First Revision) | Current | 2024-06-04 | 2024 |  | 01 | CED 03 - Sanitary Appliances And Water Fittings |  | Product Specification | Voluntary | 1 | 0 | 3 | IS 2556 : Part 16 : 2002 |  |  |  | https://standards.bis.gov.in/website/standard-details?encryptedId=eyJpdiI6ImNBYzkvUnQrUEQxRWpsdkJnOFN0V3c9PSIsInZhbHVlIjoiTlBWelhSSTNvME9XM052c0toditiUT09IiwibWFjIjoiZGZjOTljYmIwYjliZWQwYzFkYWNkNzM1ZGZkY2VjMWYxZjFkYmI1MDZhZTJlYmJiMDY3YWM1M2RiNTI3Y2VlNiIsInRhZyI6IiJ9 | Current | 0 |  | Building Materials including Paints | Sanitary Appliances, Tanks and Water Fittings | Sanitary Appliances and Accessories | [Title]: IS 2556 (Part 16):2024 — Vitreous China Sanitary Appliances —Specification Part 16 Specific Requirements of Washdown Wall Mounted Water Closets (First Revision). [Classification]: Under CED / CED 03 - Sanitary Appliances And Water Fittings, categorized under Building Materials including Paints > Sanitary Appliances, Tanks and Water Fittings > Sanitary Appliances and Accessories, Certification: Voluntary, Type: Product Specification. [Key Test Methods & Allied Standards]: Test Methods: Methods for sampling of vitreous and fire clay sanitary appliances (Second Revision). Terminology: Ergonomics of human-system Interaction Part 302: Terminology for electronic visual displays ISO 9241-302. Components & Materials: Geometrical product specifications (GPS) - General concepts: Part 2 Basic tenets, specifications, operators, uncertainties and ambiguities
CED | IS 1464:2024 | Clay Ridge and Ceiling Tiles - Specification (Third Revision) | Current | 2024-04-29 | 2024 |  | 03 | CED 30 - Clay And Stabilized Soil Products For Construction |  | Product Specification |  | 0 | 0 | 2 | IS 1464 : 1992 |  |  |  | https://standards.bis.gov.in/website/standard-details?encryptedId=eyJpdiI6IjhnUllaWHNCd1dPQmFERHNmVHJ6Q3c9PSIsInZhbHVlIjoiZE1YN0pIUzJNb09maXhWL1RHMXZTQT09IiwibWFjIjoiYTE4N2FhODZhMzQwYTUyMzRjNGExZGY2Mjk2MGZhNjA2ODEzYTQ0YWM0MmIzZmIyZGViNzgyYTg3OThkM2JmOSIsInRhZyI6IiJ9 | Current | 0 |  | Building Materials including Paints | Clay products | Bricks, blocks and other clay products | [Title]: IS 1464:2024 — Clay Ridge and Ceiling Tiles - Specification (Third Revision). [Classification]: Under CED / CED 30 - Clay And Stabilized Soil Products For Construction, categorized under Building Materials including Paints > Clay products > Bricks, blocks and other clay products, Type: Product Specification. [Key Test Methods & Allied Standards]: Terminology: Clay Products for Buildings - Glossary of Terms. Components & Materials: Limits and Methods of Measurement of Radio Disturbance Characteristics PART 2 Electromagnetic Compatibility (EMC) - Requirements for Household Appliances, Electric Tools and Similar Apparatus Section 1 Emission ( Fourth Revision)
CED | IS 4990:2024 | PLYWOOD FOR CONCRETE SHUTTERING WORKS SPECIFICATION (Fourth Revision) | Under Review | 2024-03-30 | 2024 |  | 04 | CED 20 - Wood And Other Lignocellulosic Products | 79.060.10 | Product Specification | Mandatory | 250 | 0 | 0 |  |  |  | Ministry of Environment, Forest and Climate Change | https://standards.bis.gov.in/website/standard-details?encryptedId=eyJpdiI6InVVZlVsbWNlbkhKUDJWTWZCcGQ3TEE9PSIsInZhbHVlIjoiaDhTRUhYUXl2ZjNqNGVUaWsrbGNzQT09IiwibWFjIjoiYjBhM2EzZmIxNjgxY2UwMmI2ZTAwM2E3ZDM5YTY0NzM4ZDJmMDdhNzVhMzM0NzkzMDA4MDk3NDczMzE5YTUxMCIsInRhZyI6IiJ9 | Under Review | 0 | Ministry of Environment, Forest and Climate Change | Building Materials including Paints | Timber, Wood and Wood Products | Plywood, Veneers, Laminates & Adhesives | [Title]: IS 4990:2024 — PLYWOOD FOR CONCRETE SHUTTERING WORKS SPECIFICATION (Fourth Revision). [Classification]: Under CED / CED 20 - Wood And Other Lignocellulosic Products, categorized under Building Materials including Paints > Timber, Wood and Wood Products > Plywood, Veneers, Laminates & Adhesives (Ministry of Environment, Forest and Climate Change), Certification: Mandatory, Type: Product Specification. [Covered Varieties & Grades]: , Type- Type 3 (CSFF) , Size - Upto and including 17 ply and 25 mm thickness; , Type- CS/ CSC/ CSFF,Thickness- up to and including 19mm, Formaldehyde Class- E1 and E2,without Steady-State Formaldehyde Emission test; , Type- CSFF,Thickness- up to and including 18mm, Formaldehyde Class- E1 and E2,without Steady-State Formaldehyde Emission test.; Plywood for concrete shuttering work, Type 3 (with suitable overlay (Film Faced), Grade- BWP, Sizes : upto and including 7ply and thickness 12mm; SIZE: 2440 x 1220 MM,THICKNESS: 3,4,5,6,9,12,15,19,22, AND 25MM, TYPE : CSFF, FORMALDEHYDE : CLASS-E1, WITHOUT TEST OPTIONAL TEST (CL 10.13); TYPE 3, DESIGNATION CSFF, LENGTH 1800 TO 2500mm WIDTH 600 TO 1300mm, THICKNESS 12 TO 20mm; TYPE-3,CSFF,upto and including 09 ply and 19mm thickness; Type - Type 3 (CSFF), Size - Upto and including 7 ply and 12 mm thickness.; Type 3 (CSFF),Size upto and including 13 ply and 19 mm thickness; Type- Plywood for concrete shuttering work with suitable overlay (Film Faced) CSFF, Thickness -Upto and including 19 mm, Formaldehyde Class- E2, without Optional Test.
CED | IS 1140:2023 | Logs for Matches - Specification (Third Revision) | Current | 2024-01-09 | 2023 |  | 03 | CED 09 - Timber And Timber Stores |  | Product Specification |  | 0 | 0 | 4 | IS 1140 : 1988 |  |  |  | https://standards.bis.gov.in/website/standard-details?encryptedId=eyJpdiI6InhGL0JFUUZKNC9nSmI0ZTNSclBOQkE9PSIsInZhbHVlIjoiZzFrZUtPZHd4VUs0QnFqYXVBVER0QT09IiwibWFjIjoiMWU4MWZlOTQxY2FkNTc5NTEzMzZmNjUyNmJmNzJmMjlkNGYyMDI2ZGJmMTk4ODYwNTQ0ZmMyY2RmNDkzNjBjZCIsInRhZyI6IiJ9 | Current | 0 |  | Building Materials including Paints | Timber, Wood and Wood Products | Timber, Bamboo and their engineering | [Title]: IS 1140:2023 — Logs for Matches - Specification (Third Revision). [Classification]: Under CED / CED 09 - Timber And Timber Stores, categorized under Building Materials including Paints > Timber, Wood and Wood Products > Timber, Bamboo and their engineering, Type: Product Specification. [Key Test Methods & Allied Standards]: Terminology: Timber Technology and Utilization of Wood, Bamboo and Cane - Glossary of Terms (Third Revision). Codes of Practice: Seasoning of Timber - Code of practice (Second Revision); Preservation of Timber - Code of Practice (Fourth Revision); Guide for storage and protection of logs and sawn timber
CED | IS 4953:2023 | Wooden Handles for Hand Hammers Specification | Current | 2024-01-09 | 2023 | 2023 | 03 | CED 09 - Timber And Timber Stores |  | Product Specification |  | 0 | 0 | 0 | IS 4953 : 1989 |  |  | Ministry of Environment, Forest and Climate Change | https://standards.bis.gov.in/website/standard-details?encryptedId=eyJpdiI6InBnelhaaWxZZjBTdmxGU2c2UU90cXc9PSIsInZhbHVlIjoiMUwwdzduajE0VTdHcWNKL2tXYkJGUT09IiwibWFjIjoiYTcxOWY5Mzc4NjY3ZGIxNmEyYzQ1MmNkZWQ0YTg2NmM1OTUxMTY5OGFlYTFlNTFlM2IzNDYyN2QzMDVjMGNkNCIsInRhZyI6IiJ9 | Current | 0 | Ministry of Environment, Forest and Climate Change | Building Materials including Paints | Timber, Wood and Wood Products | Timber, Bamboo and their engineering | [Title]: IS 4953:2023 — Wooden Handles for Hand Hammers Specification. [Classification]: Under CED / CED 09 - Timber And Timber Stores, categorized under Building Materials including Paints > Timber, Wood and Wood Products > Timber, Bamboo and their engineering (Ministry of Environment, Forest and Climate Change), Type: Product Specification
CED | IS 2892:2023 | Wooden Handles for Picks and Beaters Specification Third Revision | Current | 2024-01-09 | 2023 |  | 03 | CED 09 - Timber And Timber Stores |  | Product Specification |  | 0 | 0 | 2 | IS 2892 : 1993 |  |  | Ministry of Environment, Forest and Climate Change | https://standards.bis.gov.in/website/standard-details?encryptedId=eyJpdiI6IlZrWkRqTWVxTDd4ejNzQ0gyNnAzTlE9PSIsInZhbHVlIjoiMVJqRkdJdnlKbnQ1RlhneFNHb1BoUT09IiwibWFjIjoiOTI5NDhmMzQyNTIyZjYzMTlhZWI1MjMwMjliZmFjMTljMzIwNTlhZmI5MWZhNDI0OTVmMWJiZTg5NjE0ZTJmYiIsInRhZyI6IiJ9 | Current | 0 | Ministry of Environment, Forest and Climate Change | Building Materials including Paints | Timber, Wood and Wood Products | Timber, Bamboo and their engineering | [Title]: IS 2892:2023 — Wooden Handles for Picks and Beaters Specification Third Revision. [Classification]: Under CED / CED 09 - Timber And Timber Stores, categorized under Building Materials including Paints > Timber, Wood and Wood Products > Timber, Bamboo and their engineering (Ministry of Environment, Forest and Climate Change), Type: Product Specification. [Key Test Methods & Allied Standards]: Components & Materials: Picks and beaters - specification (Fourth Revision); Specification for Wooden Tool Handles General Requirements (Fourth Revision)
CED | IS 3084:2023 | Pencil Slats Specification Third Revision | Current | 2024-01-09 | 2023 |  | 03 | CED 09 - Timber And Timber Stores |  | Product Specification |  | 0 | 0 | 2 | IS 3084 : 1989 |  |  |  | https://standards.bis.gov.in/website/standard-details?encryptedId=eyJpdiI6IjgrRGVVSG8rSnQyOW41KytCNHJROHc9PSIsInZhbHVlIjoiR0grWjVDTGx0dWg0akpSUWxRdXN2UT09IiwibWFjIjoiOWVjNmQ1NjIyM2M0MTQyZDQ1MjExZWJkNDRkNGZkYzcyMTk5YWJkNDA1ODY4ZTE4NTA4YzVhZDRlMTk3ZjVlMSIsInRhZyI6IiJ9 | Current | 0 |  | Building Materials including Paints | Timber, Wood and Wood Products | Timber, Bamboo and their engineering | [Title]: IS 3084:2023 — Pencil Slats Specification Third Revision. [Classification]: Under CED / CED 09 - Timber And Timber Stores, categorized under Building Materials including Paints > Timber, Wood and Wood Products > Timber, Bamboo and their engineering, Type: Product Specification. [Key Test Methods & Allied Standards]: Terminology: Timber Technology and Utilization of Wood, Bamboo and Cane - Glossary of Terms (Third Revision). Codes of Practice: Automation systems and integration Digital twin framework for manufacturing Part 2: Reference architecture
CED | IS 6072:2023 | Autoclaved Reinforced Cellular Concrete Wall Slabs - Specifications (First Revision) | Current | 2023-11-28 | 2023 |  | 01 | CED 32 - Prefabricated Construction |  | Product Specification | Voluntary | 2 | 0 | 36 | IS 6072 : 1971 |  |  |  | https://standards.bis.gov.in/website/standard-details?encryptedId=eyJpdiI6ImVlcm9qQUxZMXVrb0hKYk8vblRYMVE9PSIsInZhbHVlIjoiM3BnV0tqbU9rOGNZZmQxbG8wbjlBZz09IiwibWFjIjoiODIyZDI0ODI1MTVjNzFlZmE5NWZkNGM4MjM5OWU1NGI1NjljNTIzZmU2NDIxZDg2NGFiNTY4YWRhYTkxMzE3MyIsInRhZyI6IiJ9 | Current | 0 |  | Civil Engineering Design and Construction | Concrete structures | Prefabricated Construction | [Title]: IS 6072:2023 — Autoclaved Reinforced Cellular Concrete Wall Slabs - Specifications (First Revision). [Classification]: Under CED / CED 32 - Prefabricated Construction, categorized under Civil Engineering Design and Construction > Concrete structures > Prefabricated Construction, Certification: Voluntary, Type: Product Specification. [Covered Varieties & Grades]: 1. Name of the product- Autoclaved Reinforced Cellular Concrete Wall Slabs, Class- D, Dimensions Length x Width (Breadth) x Thickness, mm- Sizes upto & including -3000 x 600 X200.; Class D, Dimensions Height upto and including 6000 mm , Width upto and including 600 mm and Thickness upto and including 150 mm. [Key Test Methods & Allied Standards]: Test Methods: Method for the Determination of Thermal Conductivity of Thermal Insulation Materials (Guarded Hot - Plate Method) (Second Revision); Methods of test for autoclaved cellular concrete products: Part 1 determination of unit weight or bulk density and moisture content; Methods of test for autoclawed cellular concrete products: Part 2 determination of drying shrinkage; Fire-Resistance Tests Elements of Building Construction Part 1 General Requirements; Textile conveyor belts — Full thickness, tensile strength, elongation at break and elongation at the reference load — Test method; (+1 more). Codes of Practice: Plain and reinforced concrete - Code of practice (Fourth Revision); Design Loads Other than Earthquake for Buildings and Structures Code of Practice Part 1 Dead Loads Unit Weights of Building Construction and Stored Materials; Code of practice for design loads (Other Than Earthquake) for buildings and structures: Part 2 imposed loads (Second Revision); Design Loads (Other than Earthquake) for Buildings and Structures - Code of Practice Part 3 Wind Loads ( Third Revision ). Components & Materials: Pulverized fuel ash - Specification: Part 1 For use as pozzolana in cement, cement mortar and concrete (Third Revision); Pulverized Fuel Ash - Specification: Part 2 For use as Admixture in Cement Mortar and Concrete (Third Revision); Specification for Portland pozzolana cement Part 1 Flyash based; Specification for Portland-pozzolana cement Part 2 calcined clay based; Specification for Hard - Drawn Steel Wire Fabric for Concrete Reinforcement (Second Revision); (+16 more). Related Standards: Ordinary Portland Cement, 33 Grade
CED | IS 16700:2023 | Criteria for Structural Safety of Tall Concrete Buildings | Current | 2023-10-05 | 2023 |  | 01 | CED 38 - Special Structures |  | Code of Practice |  | 0 | 0 | 14 | IS 16700 : 2017 |  |  | Ministry of Housing and Urban Affairs | https://standards.bis.gov.in/website/standard-details?encryptedId=eyJpdiI6IlozV0p4Rm13aFBxN0FxWTYzN3JPcmc9PSIsInZhbHVlIjoiYzNVY0JYd3hpbGlTL1UrVzg0eWdEQT09IiwibWFjIjoiODkxMWYxODI3NzczMTQxNDJiYzRhNzAzMGYxZWMwZjZjYmI2YWUzYWJmNjRiOWI3ODVhMjI3NTEyZTBjYTE0MSIsInRhZyI6IiJ9 | Current | 0 | Ministry of Housing and Urban Affairs | Civil Engineering Design and Construction | Concrete structures | Special Structures | [Title]: IS 16700:2023 — Criteria for Structural Safety of Tall Concrete Buildings. [Classification]: Under CED / CED 38 - Special Structures, categorized under Civil Engineering Design and Construction > Concrete structures > Special Structures (Ministry of Housing and Urban Affairs), Type: Code of Practice. [Key Test Methods & Allied Standards]: Test Methods: Plastics - Methods of Testing - Part 4 : Rheological Properties - Section 1 : Determination of the Melt Mass-Flow Rate (MFR) and the Melt Volume-Flow Rate (MVR) of Thermoplastics; Soil quality Determination of trace elements in extracts of soil by inductively coupled plasma-atomic emission spectrometry ICP-AES. Codes of Practice: Code of practice for design and construction of shallow foundations on rocks; Ductile Design and Detailing of Reinforced Concrete Structures Subjected to Seismic Forces - Code of Practice (First Revision); Plain and reinforced concrete - Code of practice (Fourth Revision); Ready - Mixed Concrete - Code of Practice (Second Revision); Design Loads Other than Earthquake for Buildings and Structures Code of Practice Part 1 Dead Loads Unit Weights of Building Construction and Stored Materials; (+2 more). Components & Materials: Concrete Admixtures -Specification (First Revision); Reinforcement Couplers for Mechanical Splices of Steel Bars in Concrete - Specification (First Revision); Tourism and related services - Accessible tourism for all - Requirements and recommendations. Related Standards: Design Earthquake Hazard and Criteria for Earthquake-Resistant Design of Structures Part 1 General Provisions ( Seventh Revision )
CED | IS 15380:2023 | MOULDED HIGH DENSITY FIBRE HDF PANELLED DOOR SHUTTERS - SPECIFICATION ( First Revision ) | Current | 2023-05-30 | 2023 |  | 01 | CED 11 - Doors, Windows And Shutter |  | Product Specification | Voluntary | 4 | 0 | 13 | IS 15380 : 2003 |  |  |  | https://standards.bis.gov.in/website/standard-details?encryptedId=eyJpdiI6InZDdk1tMWlVS2tvM28rTituR0ZsNlE9PSIsInZhbHVlIjoiZG5CM0Nvd2xPSnZtMnNaVXhvMVdPZz09IiwibWFjIjoiNjA1NDMzZWJhNGUwMDMxOTYwMTQ2MTQzNGM2ZTg2YTU4ZGYwMWEzMjhlNjRkNzVjZTFlZDQyNzU4ZDFiYjJiMCIsInRhZyI6IiJ9 | Current | 0 |  | Building Materials including Paints | Timber, Wood and Wood Products | Boards & wood composite products | [Title]: IS 15380:2023 — MOULDED HIGH DENSITY FIBRE HDF PANELLED DOOR SHUTTERS - SPECIFICATION ( First Revision ). [Classification]: Under CED / CED 11 - Doors, Windows And Shutter, categorized under Building Materials including Paints > Timber, Wood and Wood Products > Boards & wood composite products, Certification: Voluntary, Type: Product Specification. [Covered Varieties & Grades]: Grade - BWP, Heavy Duty, Non Modular, Height- upto and Including 2140 mm, width upto and including 700 mm and Thickness- 25 mm to 45 mm. [Key Test Methods & Allied Standards]: Test Methods: Method for Determination of Formaldehyde Content in Wood-Based Panels by Extraction Method Called Perforator Method ( First Revision ); Methods of Test for Wood Particle Boards and Boards from Other Lignocellulosic Materials; Door shutters - Methods of tests (Third Revision); Determination of moisture content (See IS 1708: PARTS 1 TO 18). Terminology: Windows and Pedestrian Doors Vocabulary; Timber Technology and Utilization of Wood, Bamboo and Cane - Glossary of Terms (Third Revision). Codes of Practice: Preservation of Timber - Code of Practice (Fourth Revision). Components & Materials: Medium Density Fibre Boards of Wood and Other Lignocellulosic Materials for General Purpose - Specification ( Third Revision ); Laminated veneer lumber specification; Timber door, window and ventilator frames - specification; Steel Frames for Doors - Specification (Third Revision); Synthetic Resin Adhesives for Plywood (Phenolic, Aminoplastic and Bio-Materials Based) - Specification ( Third Revision ); (+1 more)
CED | IS 3951 (Part 1):2023 | HOLLOW CLAY TILES FOR FLOORS AND ROOFS SPECIFICATION PART 1 FILLER TYPE | Current | 2023-04-03 | 2023 |  | 03 | CED 30 - Clay And Stabilized Soil Products For Construction |  | Product Specification |  | 0 | 0 | 2 | IS 3951 : Part 1 : 2009 |  |  |  | https://standards.bis.gov.in/website/standard-details?encryptedId=eyJpdiI6IlN6cUxGU2d0TDF5Qjd3SEE2anQ2SEE9PSIsInZhbHVlIjoiaVJEWWROQTFxOEpBdFppYTRmaVNIUT09IiwibWFjIjoiOGZlZWU0ODc3MDIzNmM4YjEwOTg1MzkxN2MzN2Y4NWFhMmUxNmU2ODY2OTc2NjkyZTdiYzFkYTczNzdkNjA5OCIsInRhZyI6IiJ9 | Current | 0 |  | Building Materials including Paints | Clay products | Bricks, blocks and other clay products | [Title]: IS 3951 (Part 1):2023 — HOLLOW CLAY TILES FOR FLOORS AND ROOFS SPECIFICATION PART 1 FILLER TYPE. [Classification]: Under CED / CED 30 - Clay And Stabilized Soil Products For Construction, categorized under Building Materials including Paints > Clay products > Bricks, blocks and other clay products, Type: Product Specification. [Key Test Methods & Allied Standards]: Test Methods: Burnt Clay Bricks and Burnt Clay Tiles - Methods of Sampling. Terminology: Clay Products for Buildings - Glossary of Terms
CED | IS 2690 (Part 1):2023 | BURNT CLAY FLAT TERRACING TILES - SPECIFICATION: PART 1 MACHINE MADE (Third Revision) | Current | 2023-03-09 | 2023 |  | 03 | CED 30 - Clay And Stabilized Soil Products For Construction |  | Product Specification |  | 0 | 0 | 2 | IS 2690 : Part 1 : 1993 |  |  |  | https://standards.bis.gov.in/website/standard-details?encryptedId=eyJpdiI6Im9QclFlYWJRUzlBYTlqczJHUHlPRGc9PSIsInZhbHVlIjoiV1JSd0RmeE1SUG1WeWd6S29VV2JxUT09IiwibWFjIjoiMzYxMTBmYTIxN2Y1NTIyNGU3ZDg5OGIzNDA0NmRiMzQ4N2Y2YzY2MTEzOTE0MjlhYzk4NGE2NzBjZGYyZjE1OSIsInRhZyI6IiJ9 | Current | 0 |  | Building Materials including Paints | Clay products | Bricks, blocks and other clay products | [Title]: IS 2690 (Part 1):2023 — BURNT CLAY FLAT TERRACING TILES - SPECIFICATION: PART 1 MACHINE MADE (Third Revision). [Classification]: Under CED / CED 30 - Clay And Stabilized Soil Products For Construction, categorized under Building Materials including Paints > Clay products > Bricks, blocks and other clay products, Type: Product Specification. [Key Test Methods & Allied Standards]: Test Methods: Burnt Clay Bricks and Burnt Clay Tiles - Methods of Sampling. Terminology: Clay Products for Buildings - Glossary of Terms
CED | IS 1725:2023 | STABILIZED SOIL BLOCKS USED IN GENERAL BUILDING CONSTRUCTION SPECIFICATION | Current | 2023-03-03 | 2023 |  | 03 | CED 30 - Clay And Stabilized Soil Products For Construction |  | Product Specification |  | 0 | 0 | 13 | IS 1725 : 2013 |  |  |  | https://standards.bis.gov.in/website/standard-details?encryptedId=eyJpdiI6IjRRbUF5M0kxU012QnQrZElvRURSbHc9PSIsInZhbHVlIjoiOGQxZEFUMFZLQmphK2V5cVE5eGVXZz09IiwibWFjIjoiMWEyYjFlMjAxZjhmMTEyNzFkNjJjNDJkMDI2MTdkMDczOGE3NzM3ZTRlYjk3NTRjY2YwNWJiODdlNzdhZTIzZCIsInRhZyI6IiJ9 | Current | 0 |  | Civil Engineering Design and Construction | Construction practices, measurement and management | General Construction, Painting and Glazing | [Title]: IS 1725:2023 — STABILIZED SOIL BLOCKS USED IN GENERAL BUILDING CONSTRUCTION SPECIFICATION. [Classification]: Under CED / CED 30 - Clay And Stabilized Soil Products For Construction, categorized under Civil Engineering Design and Construction > Construction practices, measurement and management > General Construction, Painting and Glazing, Type: Product Specification. [Key Test Methods & Allied Standards]: Test Methods: Method of test for soils: Part 26 determination of pH value (Second Revision); Methods of test for soils: Part 4 grain size analysis (Second Revision); Methods of test for soils: Part 5 determination of liquid and plastic limit (Second Revision); Burnt Clay Bricks and Burnt Clay Tiles - Methods of Sampling; Burnt Clay Building Bricks — Methods of Tests Part 1 Determination of Compressive Strength ( Fourth Revision ). Terminology: Clay Products for Buildings - Glossary of Terms. Codes of Practice: Structural use of unreinforced masonry - Code of practice (Third Revision). Components & Materials: Coarse and Fine Aggregate for Concrete - Specification (Third Revision); Specification for building limes (Third Revision). Related Standards: Ordinary Portland Cement, 33 Grade; Classification and identification of soils for general engineering purposes (First Revision); Manufacture of Stabilized Soil Blocks - Guidelines
CED | IS 2690 (Part 2):2023 | BURNT CLAY FLAT TERRACING TILES - SPECIFICATION: PART 2 HAND MADE (Third Revision) | Current | 2023-03-03 | 2023 |  | 03 | CED 30 - Clay And Stabilized Soil Products For Construction |  | Product Specification |  | 0 | 0 | 3 | IS 2690 : Part 2 : 1992 |  |  |  | https://standards.bis.gov.in/website/standard-details?encryptedId=eyJpdiI6ImFzMXNqWTAyWDJiWjlDRmRYT0NZT1E9PSIsInZhbHVlIjoibUxucmszMjEwQzJmN2JXcmg1NmlmQT09IiwibWFjIjoiMmZhZjExNDBkNzE3OWMzMzJiMzE3ZDExOTA4MzhjZGEzYmVkMTQ1YzdkODUwYTFhZDMyMTY0ZGI5MGUxYzhiMiIsInRhZyI6IiJ9 | Current | 0 |  | Building Materials including Paints | Clay products | Bricks, blocks and other clay products | [Title]: IS 2690 (Part 2):2023 — BURNT CLAY FLAT TERRACING TILES - SPECIFICATION: PART 2 HAND MADE (Third Revision). [Classification]: Under CED / CED 30 - Clay And Stabilized Soil Products For Construction, categorized under Building Materials including Paints > Clay products > Bricks, blocks and other clay products, Type: Product Specification. [Key Test Methods & Allied Standards]: Test Methods: Burnt Clay Bricks and Burnt Clay Tiles - Methods of Sampling; Burnt Clay Building Bricks — Methods of Tests Part 2 Determination of Water Absorption ( Fourth Revision ). Terminology: Clay Products for Buildings - Glossary of Terms
CED | IS 2095 (Part 2):2022 | Gypsum plaster boards - specification: Part 2 Coated laminated gypsum plaster boards (Third Revision) | Current | 2022-10-31 | 2022 |  | 03 | CED 04 - Building Limes And Gypsum Products |  | Product Specification | Mandatory | 1 | 0 | 8 | IS 2095 : Part 2 : 2001 |  |  | Ministry of Housing and Urban Poverty Alleviation | https://standards.bis.gov.in/website/standard-details?encryptedId=eyJpdiI6Ilk1NXV3bHdoZ3FEZ29kcDNBK01ZUmc9PSIsInZhbHVlIjoiaGk4RGpmTWluYXRwcmd6RC9WZWRpZz09IiwibWFjIjoiNjQwYzFlOGRjMGE1NzI2NzA0OTA3ZTcwY2ExMWNiYTM1YmI1YmUwZjE3Y2NlZDFmNjg2MDY1MDJjNjkwYjZkYSIsInRhZyI6IiJ9 | Current | 0 | Ministry of Housing and Urban Poverty Alleviation | Building Materials including Paints | Gypsum and lime based products | Gypsum & Gypsum based products | [Title]: IS 2095 (Part 2):2022 — Gypsum plaster boards - specification: Part 2 Coated laminated gypsum plaster boards (Third Revision). [Classification]: Under CED / CED 04 - Building Limes And Gypsum Products, categorized under Building Materials including Paints > Gypsum and lime based products > Gypsum & Gypsum based products (Ministry of Housing and Urban Poverty Alleviation), Certification: Mandatory, Type: Product Specification. [Covered Varieties & Grades]: Laminated Gypsum Plaster Boards, Size (mm) - Length 595 up to and including 1830 x Width 595 up to and including 1220 x Thickness 12.5, Type of Gypsum Board - Type A Plain Gypsum Plaster Board [as per IS 2095 (Part 1) : 2023], Laminating/Coating Material - Laminated Nubby Film. [Key Test Methods & Allied Standards]: Test Methods: Methods of test for mineral gypsum (Second Revision); Method of test for soils: Part 26 determination of pH value (Second Revision); Random sampling and randomization procedures (First Revision); Fire-Resistance Tests Elements of Building Construction Part 4 Specific Requirements for Load Bearing Vertical Separating Elements. Terminology: Gypsum - Glossary of Terms (Second Revision). Components & Materials: Gypsum Plaster Boards - Specification: Part 1 Plain Gypsum Plaster Boards (Fourth Revision); Gypsum Plaster Boards — Specification Part 3 Reinforced Gypsum Plaster Boards and Ceiling Tiles ( Fourth Revision ); Specification for gypsum plaster for use in the manufacture of fibrous plaster boards (First Revision)
CED | IS 7231:2021 | Plastic flushing cisterns for water closets and urinals - Specification (third revision) | Current | 2021-12-31 | 2021 |  | 03 | CED 03 - Sanitary Appliances And Water Fittings |  | Product Specification | Voluntary | 11 | 0 | 13 |  |  |  |  | https://standards.bis.gov.in/website/standard-details?encryptedId=eyJpdiI6Ik9heXIwSkVzRldsZjFDMFNWRFhqc2c9PSIsInZhbHVlIjoidmk1QzI5ZFpuYll2NnRManFLY0xQQT09IiwibWFjIjoiNzk2YTJlMTIxMjBmMDAyZDNmZjIwN2JhNTE1ZWQ3NzI0YjY2OWM3NDE2YzM4YmRhMWFhZDM1MjY5N2EyNzlkMSIsInRhZyI6IiJ9 | Current | 0 |  | Building Materials including Paints | Sanitary Appliances, Tanks and Water Fittings | Sanitary Appliances and Accessories | [Title]: IS 7231:2021 — Plastic flushing cisterns for water closets and urinals - Specification (third revision). [Classification]: Under CED / CED 03 - Sanitary Appliances And Water Fittings, categorized under Building Materials including Paints > Sanitary Appliances, Tanks and Water Fittings > Sanitary Appliances and Accessories, Certification: Voluntary, Type: Product Specification. [Covered Varieties & Grades]: 10 /5 Litre Low Level Cistern Valve Type Outlet Dual Flush; Cocealed Cistern,Dual Flush-4/2 litre Capacity; Cocealed Cistern,Dual Flush-4.8/2.8 litre Capacity; Cocealed Cistern,Dual Flush-6/3 litre Capacity; Exposed Cistern, Dual Flush-6/3 litre Capacity; DUAL FLUSH PLASTIC FLUSHING CISTERN OF 10/5 LITRE CAPACITY; Dual-Flush cistern, Discharge capacity :6/3 liter, Exposed Cistern; Dual Flush Cistern, Discharge Capacity- 6/3 Liter, Exposed Type Without Additional Requirement; Dual-Flush cistern, Discharge capacity 6/3 litres, Exposed type; Dual-Flush cistern, Discharge capacity 6/3 litres, Exposed type as per IS 7231:2021; Dual-Flush cistern, Discharge capacity 6/3litre; Exposed,without Water Efficiency Rating; Dual-Flush cistern,Exposed cistern,Discharge capacity-of 6/3 litres, Without Water efficiency rating; Plastic Flushing Cisterns for Water Closets and Urinals ¦ Type: Dual-Flush cistern, Discharge capacity- 6/3 litres, Exposed , without additional requirement; Plastic Flushing Cisterns for Water Closets and Urinals, Dual Flush Cistern, Discharge Capacity- 6/3 Litres, Exposed Cistern, without additional requirements. [Key Test Methods & Allied Standards]: Test Methods: Thermoplastics Pipes and Fittings - Methods of Test (First Revision); Random sampling and randomization procedures (First Revision). Components & Materials: Glass fibre reinforced polyester resin (GRP) squatting pans - Specification (First Revision); Plastic equilibrium float valves for cold water services - Specification (first revision); Diaphragm type (plastic body) float operated valves for cold water services - Specification; Polystyrene (ps) moulding and extrusion materials : Part 1 designation system and basis for specification (Third Revision); Vitreous China sanitary appliances - Specification: Part 8 Specific requirements of close coupled and one-piece, pedestal washdown and syphonic water closets (sixth revision); (+4 more). Related Standards: high density polyethylene pipes for potable water supplies; Planning, Layout and Design of Cavities in Underground Hydroelectric Power Stations - Guidelines (First Revision)
CED | IS 15155:2020 | BARWIRE WRAPPED STEEL CYLINDER PIPES WITH MORTAR LINING AND COATING INCLUDING SPECIALS SPECIFICATION | Current | 2020-12-31 | 2020 | 2025 | 01 | CED 53 - Cement Matrix Products |  | Product Specification | Mandatory | 14 | 0 | 21 |  |  |  |  | https://standards.bis.gov.in/website/standard-details?encryptedId=eyJpdiI6InRZWWJIQ1FmeHp6bEFNajhNQzFNMGc9PSIsInZhbHVlIjoib3FrY2F3YWdNSzF1OTlRU0I4M09DQT09IiwibWFjIjoiYmUyMDU4ZmQ0NjFlMjRkMTIyZTc0ZGI2NjAzNThlNzU5NTJkMDRlMTk4Y2Y4NjVhY2Y4MjY3MWEyODJmZTQyYSIsInRhZyI6IiJ9 | Current | 0 |  | Building Materials including Paints | Cement, concrete and Allied Products | Concrete Poles, Pipes and Lined /Coated Steel Pipes | [Title]: IS 15155:2020 — BARWIRE WRAPPED STEEL CYLINDER PIPES WITH MORTAR LINING AND COATING INCLUDING SPECIALS SPECIFICATION. [Classification]: Under CED / CED 53 - Cement Matrix Products, categorized under Building Materials including Paints > Cement, concrete and Allied Products > Concrete Poles, Pipes and Lined /Coated Steel Pipes, Certification: Mandatory, Type: Product Specification. [Covered Varieties & Grades]: 1.Product: Bar/,2.Nominal internal diameter:300 mm, 400 mm, 500 mm and 600 mm,3. Working pressure: 1.5 N/mm2 Or 15 kg/cm2,4. Type of ends/joints: Steel socket and spigot ring (welded joint), 5. Details of specials:Bend/Air Valves/Scour Valve Tees.; 250 mm ID to 1600 mm ID & working pressure 10 kg/cm2; 250 mm upto 400 mm and 900 upto and including 1000 mm nominal internal diameter; a) 700mm, Nominal Internal Dia with Hydrostatic Test Pressure 12 kg/cm2 (Excluding Spec ials); and b) 800mm Nominal Internal Dia with Hydrostatic Test Pressure 12 kg/cm2 (excluding specials). 400 mm to 900 mm internal diameter.; 900mm; Bar/; Bar/,600,700,800,900 & 1000 mm with wall thickness of 45 mm; Bar/,300,350 & 400 mm and 2) ,600,700,800,900 & 1000mm; Bar/,400mm,500mm,600mm,700mm,800mm, 900mm, 1000mm, 1100mm,1200mm,1300mm,1400mm,1500mm and 1600 mm,Factory Test Pressure upto and including 24 kg/cm2,steel socket and spigot ring welded joint; Bar/,400mm,500mm,600mm,700mm,800mm, 900mm, 1000mm,1100mm,1200mm,1300mm,1400mm,1500mm and 1600 mm,Factory Test Pressure upto and including 24 kg/cm2,steel socket and spigot ring welded joint; Bar/, 300mm,400mm,500mm, 600mm,700mm,800mm, 900mm and 1000mm, Factory Test Pressure upto and including 12kg/cm2, steel socket and spigot welded joint; Bar / , 300 mm, 400 mm, 500 mm, 600 mm, 700 mm, 800 mm, 900 mm and 1000 mm, Factory test pressure above 12 kg/cm2 upto and including 26 kg/cm2, steel socket and spigot welded joint; Nominal internal diameter (mm): 300mm, 400mm, 500mm, 600 mm, 700 mm, 800 mm, 900 mm, 1000 mm, 1100 mm 1200 mm, 1300 mm, 1400 mm and 1500 mm and 1600 mm. Working pressure (N/mm2)- upto and including 25 kg/cm2, Type of ends: Steel ring (welded joint). [Key Test Methods & Allied Standards]: Test Methods: Concrete pipes - Methods of test. Codes of Practice: Code of practice for liquid penetrant flaw detection (Second Revision); Plain and reinforced concrete - Code of practice (Fourth Revision); Code of practice for laying of electrically welded steel pipes for water supply (Second Revision); Code of Practice for Laying of Concrete Pipes. Components & Materials: Specificatioon for Sulphate Resisting Portland Cement; Specification for Portland pozzolana cement Part 1 Flyash based; Specification for Portland-pozzolana cement Part 2 calcined clay based; Specification for rolling and cutting tolerances for hot - Rolled steel products (Fourth Revision); Structural Steel - Part 1 - Hot Rolled Medium and High tensile Steel; (+8 more). Related Standards: Bonded Abrasive Grinding Wheels - Part 2 : Dimensions; Ordinary Portland Cement, 33 Grade
CED | IS 11504:2020 | Criteria for Structural Design of Reinforced Concrete Natural Draught Cooling Towers ( First Revision ) | Current | 2020-09-30 | 2020 | 2026 | 01 | CED 38 - Special Structures |  | Code of Practice |  | 0 | 0 | 24 |  |  |  |  | https://standards.bis.gov.in/website/standard-details?encryptedId=eyJpdiI6Ikc5MzRTdGxZNmt0TlJ0NEVFLy9LMFE9PSIsInZhbHVlIjoiYnJTS1RYbWRRYjZEbDBTeEJLYU9lUT09IiwibWFjIjoiYTA0ODcxYWM3NzYzZTUwZDk4YTI4NGJhZjVkNzhkYzg4NTgwMDlhZjI1NmM1OGUxZjE0Y2RlZjg2OWNhMWY5ZiIsInRhZyI6IiJ9 | Current | 0 |  | Civil Engineering Design and Construction | Concrete structures | Special Structures | [Title]: IS 11504:2020 — Criteria for Structural Design of Reinforced Concrete Natural Draught Cooling Towers ( First Revision ). [Classification]: Under CED / CED 38 - Special Structures, categorized under Civil Engineering Design and Construction > Concrete structures > Special Structures, Type: Code of Practice. [Key Test Methods & Allied Standards]: Codes of Practice: Criteria for Earthquake Resistant Design of Structures Part 2 Liquid Retaining Tanks; Criteria for Design of Reinforced Concrete Shell Structures and Folded Plates; Code of practice for the protection of buildings and allied structures against lightning; Design and construction of pile foundations - Code of practice: Part 1 concrete piles: Sec 1 driven cast in-situ concrete piles (Second Revision); Design and Construction of Pile Foundations — Code Of Practice Part 1 Concrete Piles: Section 3 Driven Precast Concrete Piles (Second Revision); (+6 more). Components & Materials: Specification for Hard - Drawn Steel Wire Fabric for Concrete Reinforcement (Second Revision); High Strength Deformed Steel Bars and Wires for Concrete Reinforcement - Specification (Fourth Revision); Specification for Mild Steel And Medium Tensile Steel Bars and Hard-Drawn Steel Wire for Concrete Reinforcement Part 1 Mild Steel and Medium Tensile Steel Bars Fourth Revision; High Strength Deformed Stainless Steel Bars and Wires for Concrete Reinforcement - Specification. Related Standards: Design Earthquake Hazard and Criteria for Earthquake-Resistant Design of Structures Part 1 General Provisions ( Seventh Revision ); Criteria For Earthquake Resistant Design of Structures Part 4 Industrial Structures Including Stack- Like Structures (Second Revision)
CED | IS 4308:2019 | Dry Chemical Powders for Fire Fighting - BC, ABC and D Types - Specification ( Third Revision ) | Current | 2019-01-31 | 2019 | 2025 | 03 | CED 22 - Fire Fighting |  | Product Specification | Voluntary | 37 | 0 | 0 |  |  |  |  | https://standards.bis.gov.in/website/standard-details?encryptedId=eyJpdiI6ImVSVTc5eWkyQVZDR3lsSkxjRmRmUHc9PSIsInZhbHVlIjoicWFJc0hqd1JSdXR6bk51elZIeDdRZz09IiwibWFjIjoiMTc1NzE5YjU0ZTVlNDBhOTA2ODhmOTA3MDZiMjIyMTJkZjUxNmJmYzUxNGQ2MDBhMDM0ZmFlZDc4Y2ZhZWUzMCIsInRhZyI6IiJ9 | Current | 0 |  | Fire Fighting Equipments and Accessories | Fire Extinguishers, equipments , units and accessories | Fire Fighting Extinguishers & Equipment | [Title]: IS 4308:2019 — Dry Chemical Powders for Fire Fighting - BC, ABC and D Types - Specification ( Third Revision ). [Classification]: Under CED / CED 22 - Fire Fighting, categorized under Fire Fighting Equipments and Accessories > Fire Extinguishers, equipments , units and accessories > Fire Fighting Extinguishers & Equipment, Certification: Voluntary, Type: Product Specification. [Covered Varieties & Grades]: ABC & BC TYPE; B & C; ; , TYPE - BC, ABC and D Type.; , Type - ABC Type; , Type : BC Type;; Name of the product: , Type: D Type.;; 1. Name of the product -; 2. Name of the product -; D type; Name of the product: , Type: D Type; BC type; , B, C, Class Fire.
CED | IS 2691:2017 | Burnt Clay Facing Bricks - Specification (Third Revision) | Current | 2017-10-31 | 2017 | 2023 | 03 | CED 30 - Clay And Stabilized Soil Products For Construction |  | Product Specification |  | 0 | 0 | 3 |  |  |  | Ministry of Housing and Urban Poverty Alleviation | https://standards.bis.gov.in/website/standard-details?encryptedId=eyJpdiI6IkxkeVdCR0pXT3VCRjhSR0kzTE4rZGc9PSIsInZhbHVlIjoiNGFlbFo3Y2dleVRaZXVLN1N1em9vUT09IiwibWFjIjoiYTdmZTQwODZkNjYzYzRkOTFkZDEyYTcxNGJmZjllNTJiNmYxOGJhOTU4YTUxNWIyYmVhOTYyMWQxZjhkNDc5MCIsInRhZyI6IiJ9 | Current | 0 | Ministry of Housing and Urban Poverty Alleviation | Building Materials including Paints | Clay products | Bricks, blocks and other clay products | [Title]: IS 2691:2017 — Burnt Clay Facing Bricks - Specification (Third Revision). [Classification]: Under CED / CED 30 - Clay And Stabilized Soil Products For Construction, categorized under Building Materials including Paints > Clay products > Bricks, blocks and other clay products (Ministry of Housing and Urban Poverty Alleviation), Type: Product Specification. [Key Test Methods & Allied Standards]: Test Methods: Burnt Clay Bricks and Burnt Clay Tiles - Methods of Sampling; Methods of tests of burnt clay building bricks: Part 1 : Determination of compressive strength; Part 2 : Determination of water absorption; Part 3 : Determination of efflorescence; Part 4 Determination of warpage. Terminology: Clay Products for Buildings - Glossary of Terms
CED | IS 14276:2016 | Cement bonded particle boards - Specification (First Revision) | Current | 2016-07-31 | 2016 | 2026 | 01 | CED 20 - Wood And Other Lignocellulosic Products |  | Product Specification | Voluntary | 2 | 0 | 6 |  |  |  |  | https://standards.bis.gov.in/website/standard-details?encryptedId=eyJpdiI6ImlxMzBlWFQ1QUNtM25FeThUQ3N6S2c9PSIsInZhbHVlIjoiT0g1S0ErUVVRTjVkS25WNEVNQnlQQT09IiwibWFjIjoiZmIyOGM0MTI3YjFhYWNkZDQ3YzRlMGY3MDgxMGQwYjc3ODhlN2ZkY2JkZWM5YjExMDIwODQ5NDBhZmVhZjZlOCIsInRhZyI6IiJ9 | Current | 0 |  | Building Materials including Paints | Timber, Wood and Wood Products | Boards & wood composite products | [Title]: IS 14276:2016 — Cement bonded particle boards - Specification (First Revision). [Classification]: Under CED / CED 20 - Wood And Other Lignocellulosic Products, categorized under Building Materials including Paints > Timber, Wood and Wood Products > Boards & wood composite products, Certification: Voluntary, Type: Product Specification. [Covered Varieties & Grades]: Cement Bonded Particle Boards as per IS 14276:2016 for Length 2440 mm Width 1220 mm and Thickness 6 mm and 12 mm; cement bonded particle boards (unsanded)of Thickness 6mm, 8mm, 10mm ,12mm & 16mm only. [Key Test Methods & Allied Standards]: Test Methods: Random sampling and randomization procedures (First Revision); Methods of Test for Wood Particle Boards and Boards from Other Lignocellulosic Materials. Terminology: Timber Technology and Utilization of Wood, Bamboo and Cane - Glossary of Terms (Third Revision). Components & Materials: Aluminium Sulphate, Non - Ferric - Specification (Third Revision); Sodium Silicate - Specification (Third Revision). Related Standards: Ordinary Portland Cement, 43 Grade
CED | IS 6006:2014 | Uncoated Stress Relieved Strand for Prestressed Concrete - Specification (Second Revision) | Current | 2014-03-31 | 2014 | 2024 | 02 | CED 54 - Concrete Reinforcement |  | Product Specification | Mandatory | 35 | 0 | 8 |  |  |  |  | https://standards.bis.gov.in/website/standard-details?encryptedId=eyJpdiI6IjRSdndzTStkNzl4MHpVRE9nV2x5bnc9PSIsInZhbHVlIjoicTNIbHRkUlZaSEJUN3NFT0VGdk5sUT09IiwibWFjIjoiM2U1YjE2OGU5MTVjYzhkNWQ5M2IzYTJhZThlNTZmOTQ3MWNkOWFhYjJkYjg3MDAzOGU0YzEyNGVkODU5NjQ0MCIsInRhZyI6IiJ9 | Current | 0 |  | Metals, Alloys and Metal Products (including Steel Products) | Steel Products for Concrete Reinforcement | Steel Reinforcement for Reinforced and Prestressed Concrete Constructions | [Title]: IS 6006:2014 — Uncoated Stress Relieved Strand for Prestressed Concrete - Specification (Second Revision). [Classification]: Under CED / CED 54 - Concrete Reinforcement, categorized under Metals, Alloys and Metal Products (including Steel Products) > Steel Products for Concrete Reinforcement > Steel Reinforcement for Reinforced and Prestressed Concrete Constructions, Certification: Mandatory, Type: Product Specification. [Covered Varieties & Grades]: -Uncoated stress relieved strands for prestressed concrete for size 3 Ply 3mm; and -class 2, 9.5mm X 7 ply.; 3 mm, 3 Ply & 9.5 mm, 7 Ply, Class - 2; 3MM X 3PLY; 3mm, 3Ply & 9.5mm, 7Ply, Class-2; 3mm, 3Ply Wire; Uncoated Stress Relieved Steel Strand for Prestressed Concrete of Size 3 Ply 3mm; Uncoated Stress Relieved Strand for Prestressed Concrete for Size 3 ply 3 mm; Uncoated Stress relieved Strand for Pre-Stressed concrete?of?Designation: 3 ply 3 mm; Uncoated Stress relieved strand for prestressed concrete Size : 3ply, 3mm. [Key Test Methods & Allied Standards]: Test Methods: Mechanical testing of metals - Tensile Testing; Methods for chemical analysis of steels Part 3 Determination of phosphorus by alkalimetric method (Fourth Revision); Methods for chemical analysis of steels : Part 9 determination of sulphur by evolution method (For Sulphur 0.01 To 0.25 Percent) (Third Revision). Terminology: Glossary of terms relating to iron and steel: Part 1 general metallurgy, heat treatment and testing (First Revision). Components & Materials: General requirements for the supply of metallurgical materials (Second Revision)
CED | IS 9338:2013 | Cast iron/S.G. Iron/Cast Steel screw-down stop valves for water works purposes - Specification (second revision) | Current | 2013-12-31 | 2013 | 2023 | 02 | CED 03 - Sanitary Appliances And Water Fittings |  | Product Specification |  | 0 | 0 | 16 |  |  |  |  | https://standards.bis.gov.in/website/standard-details?encryptedId=eyJpdiI6IjZwWTFkWFdGUGFmRDdCTTJVdDdDQ1E9PSIsInZhbHVlIjoibEM3ZldqT3pMemRhOVA0QnAxREZrdz09IiwibWFjIjoiYjY2NDRiZWU5MTBlZGQ2NWYzMzgwZmRmYmQ2N2RkNzg4ZWExMTY0YmRkODE5MDZjMmQ1MTk4MDk1YmNkZWNjZSIsInRhZyI6IiJ9 | Current | 0 |  | Building Materials including Paints | Sanitary Appliances, Tanks and Water Fittings | Sanitary Appliances and Accessories | [Title]: IS 9338:2013 — Cast iron/S.G. Iron/Cast Steel screw-down stop valves for water works purposes - Specification (second revision). [Classification]: Under CED / CED 03 - Sanitary Appliances And Water Fittings, categorized under Building Materials including Paints > Sanitary Appliances, Tanks and Water Fittings > Sanitary Appliances and Accessories, Type: Product Specification. [Key Test Methods & Allied Standards]: Terminology: GLOSSARY OF TERMS FOR VALVES AND THEIR PARTS PART 1 SCREW- DOWN STOP CHECK AND GATE VALVES AND THEIR PARTS ( First Revision ). Components & Materials: SHEET RUBBER JOINTING AND RUBBER INSERTION JOINTING - SPECIFICATION (Third Revision); Carbon steel castings for general engineering purposes - Specification (Fifth Revision); Unsintered polytetrafluoroethylene (ptfe) tape for thread sealing applications - Specification; Cast iron fittings for pressure pipes for water, gas and sewage - Specification (Third Revision); Iron castings with spheroidal or nodular graphite - Specification (Third Revision); (+7 more). Related Standards: Schedules for wrought steels: Part 5 stainless and heat - Resisting steels (Secoind Revision); ISO METRIC TRAPEZOIDAL SCREW THREADS PART 3 BASIC DIMENSIONS (Second Revision of IS 7008(Part 3)); Technical supply conditions for threaded steel fasteners: Part 1 general requirements for bolts, screws, studs and nuts (Fourth Revision)
CED | IS 2871:2012 | Branch pipe, universal for fire fighting purpose - Specification (Second Revision) | Current | 2012-06-30 | 2012 | 2022 | 02 | CED 22 - Fire Fighting |  | Product Specification | Voluntary | 4 | 0 | 2 |  |  |  |  | https://standards.bis.gov.in/website/standard-details?encryptedId=eyJpdiI6Iit4a2NxdnM4NDZqb294c1ZqbVNLVXc9PSIsInZhbHVlIjoibDRjYXcrd3BNTnNCWkRNNnR2Nm5Gdz09IiwibWFjIjoiNDE4Y2VjZGU2ZDc0Yjk5MDBmOWZkYTMzMGM0ODRiZThlNTYxMWNlMGUxOWQ3NTFkMzA2N2RmYTQ5MDVlNmFiMiIsInRhZyI6IiJ9 | Current | 0 |  | Fire Fighting Equipments and Accessories | Fire Extinguishers, equipments , units and accessories | Fire Fighting Extinguishers & Equipment | [Title]: IS 2871:2012 — Branch pipe, universal for fire fighting purpose - Specification (Second Revision). [Classification]: Under CED / CED 22 - Fire Fighting, categorized under Fire Fighting Equipments and Accessories > Fire Extinguishers, equipments , units and accessories > Fire Fighting Extinguishers & Equipment, Certification: Voluntary, Type: Product Specification. [Covered Varieties & Grades]: , Universal for Fire Fighting Purpose of Material - Stainless Steel as per IS 3444 Gr-1 and Gr 4; , Universal for Fire Fighting, made of Leaded tin Bronze (LTB 2); , Universal for Fire Fighting Purpose, Body - Stainless Steel; , Universal for Fire Fighting Purpose, Materials- ; Stainless Steel - Grade I?and Grade IV as per IS 3444. [Key Test Methods & Allied Standards]: Components & Materials: Naval brass rods and sections for machining purposes - Specification (Third Revision); Corrosion resistant high alloy steel and nickel base castings for general applications - Specification (Third Revision)
CED | IS 6003:2010 | Indented Wire For Prestressed Concrete - Specification (Second Revision) | Current | 2011-05-31 | 2010 | 2026 | 02 | CED 54 - Concrete Reinforcement |  | Product Specification | Mandatory | 38 | 0 | 24 |  |  |  |  | https://standards.bis.gov.in/website/standard-details?encryptedId=eyJpdiI6IjNXa0hBK0lOem15WWI1aDBpMXJHNFE9PSIsInZhbHVlIjoiM0xKRjJpNWtjL3MzbTBGNXNoOEdZZz09IiwibWFjIjoiYWZjN2E3Y2U1NjU5OWY0Zjg4MTRiMTQ4MzQ4MGJjM2MwMDMzMmY5NDNlMjk0MTRlMmIwOTViMmIyYmVhZmRlNiIsInRhZyI6IiJ9 | Current | 0 |  | Metals, Alloys and Metal Products (including Steel Products) | Steel Products for Concrete Reinforcement | Steel Reinforcement for Reinforced and Prestressed Concrete Constructions | [Title]: IS 6003:2010 — Indented Wire For Prestressed Concrete - Specification (Second Revision). [Classification]: Under CED / CED 54 - Concrete Reinforcement, categorized under Metals, Alloys and Metal Products (including Steel Products) > Steel Products for Concrete Reinforcement > Steel Reinforcement for Reinforced and Prestressed Concrete Constructions, Certification: Mandatory, Type: Product Specification. [Covered Varieties & Grades]: Indented wire for prestressed concrete for sizes 2.5mm to 8.0mm; 4mm dia; 7.00 mm dia; Indented Wire For Prestressed Concrete of Sizes : 2.50 mm 3.00 mm?4.00?mm and 5.00 mm; Indented Wire for Prestressed Concrete Size 4.00mm with Round Indentation; Indented Wire for Prestressed Concrete for diameter 2.50 mm to 8.0mm for round indentation; Nominal diameter 4.00mm; Sizes 4mm , 5mm Nominal Diameters.; Sizes 4mm nominal diameter; Sizes: Nominal Diameter 2.50,3.00,4.00,5.00,7.00 and 8.00mm; size 4.00 mm with round indentation. [Key Test Methods & Allied Standards]: Test Methods: Methods for Chemical Analysis of Steels Part 1 Determination of Carbon by Volumetric Method (For Carbon 0.05 to 2.50 Percent) (Fourth Revision); Methods for chemical analysis of steels: Part 10 determination of molybdenum by thiocyanate (Photometric) method in low and high alloy steels (For Molybdenum 0.01 To 1.50 Percent) (First Revision); Methods for chemical analysis of steels : Part 11 determination of total silicon by reduced molybdosilicate spectrophotometric method in carbon steels and low alloy steels (For Silicon 0.01 To 0.05 Percent) (Third Revision); Methods for chemical of steels analysis: Part 12 determination of manganese by periodate spectrophotometric method in plain carbon, low alloy and high alloy steels (For Manganese 0.01 To 5.0 Percent) (Fourth Revision); Methods for chemical analysis of steels: Part 14 determination of carbon by thermal conductivity method (For Carbon 0.005 To 2.000 Percent; (+19 more)
CED | IS 2556 (Part 4):2004 | Vitreous sanitary appliances (Vitreous China) - specification: Part 4 Specific requirements of wash basins (fourth revision) | Current | 2004-10-31 | 2004 | 2026 | 04 | CED 03 - Sanitary Appliances And Water Fittings |  | Product Specification | Voluntary | 13 | 0 | 6 |  |  |  |  | https://standards.bis.gov.in/website/standard-details?encryptedId=eyJpdiI6Im5BU0xxVkljem5mQ1E0NnZyS1hoNVE9PSIsInZhbHVlIjoiZS9jeWVGSXpYUjRoQnNISUszM05mUT09IiwibWFjIjoiMDIxNWYzMDgyMzllMThlOWM0YTk2ZGUzMDFlZmQ4MzQyMjY5ZTAyMzc2YTAxODE1Y2IzNTcyYThiZjUzMDhlYyIsInRhZyI6IiJ9 | Current | 0 |  | Building Materials including Paints | Sanitary Appliances, Tanks and Water Fittings | Sanitary Appliances and Accessories | [Title]: IS 2556 (Part 4):2004 — Vitreous sanitary appliances (Vitreous China) - specification: Part 4 Specific requirements of wash basins (fourth revision). [Classification]: Under CED / CED 03 - Sanitary Appliances And Water Fittings, categorized under Building Materials including Paints > Sanitary Appliances, Tanks and Water Fittings > Sanitary Appliances and Accessories, Certification: Voluntary, Type: Product Specification. [Covered Varieties & Grades]: Name of the product-VITREOUS SANITARY APPLIANCES (VITREOUS CHINA)-WASH BASINS , Pattern-Flat Back, Sizes (in mm): 550 x 425 x 290 mm and 450 x 370 x 290 mm, Pedestal: Not Provided; Size; VITREOUS SANITARY APPLIANCES (VITREOUS CHINA)-WASH BASINS , Pattern-Flat Back, Sizes (in mm): 660 x 460, 630 x 450, 550 x 400, 450 x 300, Pedestal: Not Provided; VITREOUS SANITARY APPLIANCES (VITREOUS CHINA)-WASH BASINS , Pattern-Flat Back, Sizes (in mm): 660 x 460, 630 x 450, 550 x 400, 450 x 300, Pedestal: Provided and Not Provided; WASH BASIN Flat Back; Wash Basins 450 x 300 mm Flat back with Tap Hole; Wash Basins 550 x 400 mm with 3 Tap Holes. [Key Test Methods & Allied Standards]: Test Methods: Methods for sampling of vitreous and fire clay sanitary appliances (Second Revision). Components & Materials: Petroleum hydrocarbon solvents - Specification (Third Revision); Vitreous China sanitary appliances - Specification: Part 1 General requirements (fourth revision); Copper Alloy Waste Fittings and Waste Plug for Wash Basin and Sinks - Specification (second revision) (amalgamating IS 3311); Copper alloy single taps, combination tap assemblies, stop valves and single lever mixers for water services — Specification (second revision). Related Standards: Cast Iron Brackets And Supports For Wash Basins And Sinks
CED | IS 2556 (Part 9):2004 | Vitreous sanitary appliances (Vitreous China) - Specification: Part 9 specific requirements of pedestal type bidets (Fifth Revision) | Current | 2004-10-31 | 2004 | 2026 | 05 | CED 03 - Sanitary Appliances And Water Fittings |  | Product Specification |  | 0 | 0 | 2 |  |  |  |  | https://standards.bis.gov.in/website/standard-details?encryptedId=eyJpdiI6IjlxTU5WaFIzY09Obm9OYmFGNGpmb3c9PSIsInZhbHVlIjoiMzRUbDVRT0RBNldEZENuSDV5T2t3dz09IiwibWFjIjoiZmUzODRiMDE4NzYxMmI4NTJjZGE5MmE4N2ZhNDI0NDk2MzYyYTY3M2U1ODkyYTY0ZWU3ZDRhYmQ1NjRmNjBjYyIsInRhZyI6IiJ9 | Current | 0 |  | Building Materials including Paints | Sanitary Appliances, Tanks and Water Fittings | Sanitary Appliances and Accessories | [Title]: IS 2556 (Part 9):2004 — Vitreous sanitary appliances (Vitreous China) - Specification: Part 9 specific requirements of pedestal type bidets (Fifth Revision). [Classification]: Under CED / CED 03 - Sanitary Appliances And Water Fittings, categorized under Building Materials including Paints > Sanitary Appliances, Tanks and Water Fittings > Sanitary Appliances and Accessories, Type: Product Specification. [Key Test Methods & Allied Standards]: Test Methods: Methods for sampling of vitreous and fire clay sanitary appliances (Second Revision). Components & Materials: Vitreous China sanitary appliances - Specification: Part 1 General requirements (fourth revision)
CED | IS 1592:2003 | Asbestos cement pressure pipes and joints - Specification (Fourth Revision) | Current | 2003-10-31 | 2003 | 2023 | 04 | CED 53 - Cement Matrix Products |  | Product Specification | Mandatory | 11 | 0 | 16 |  |  |  |  | https://standards.bis.gov.in/website/standard-details?encryptedId=eyJpdiI6Imw4NUhKK1U5aVVXbVFPQ0VIem9qdmc9PSIsInZhbHVlIjoiSjZWZ2FGaVlGMndqSGJnWDJybldhUT09IiwibWFjIjoiNzVhMjM5ZDU3NDA4OTIxNGNhY2I1ZDQ2YTYxMzJiM2VlYTI0MzIyMDAwZGMwZjAyYzEwMzA3OTg0Y2UxNjY4NCIsInRhZyI6IiJ9 | Current | 0 |  | Civil Engineering Design and Construction | Concrete structures | Prefabricated Construction | [Title]: IS 1592:2003 — Asbestos cement pressure pipes and joints - Specification (Fourth Revision). [Classification]: Under CED / CED 53 - Cement Matrix Products, categorized under Civil Engineering Design and Construction > Concrete structures > Prefabricated Construction, Certification: Mandatory, Type: Product Specification. [Covered Varieties & Grades]: 800 MM CLASS-20; , Class 10 With & Without Fly Ash UPTO & INCLUDING 700mm, Class 15 With & Without Fly Ash UPTO & INCLUDING 600mm, Class 20 With & Without Fly Ash UPTO & INCLUDING 600mm, Class 25 , Class 10/15/20/25, with & without fly ash b) 200 to 600mm , Class 15/20/25, with & without fly ash c) 700 , Class 15 with fly ash d) 700 , Class 25 with fly ash 1) ,Class-10,15,20& 25 with & without fly ash 2), Class-20 with & without fly ash 3)AC Pressure joints/couplings 700mm, Class-20 with fly ash 4)AC Pressure joints/couplings 700mm, Class-15,20 and 25 , Class-15 without Fly Ash 2)900mm , Class-15 without Fly Ash; 1000 MM CLASS-20; 80mm to 150mm, Class 10 - With & Without Fly Ash 80mm to 250mm, Class 15 - With & Without Fly Ash 80mm to 250mm, Class 20 - Without Fly Ash; 80mm to 150mm, Class 10 - With & Without Fly Ash 80mm to 300mm, Class 15, 20 & 25 - With & Without Fly Ash; 80mm to 150mm, Class 10 and 80mm to 300mm Class 15 without fittings;; SIZE- NOMINAL DIAMETER 80 MM,100MM,125 MM?and 150 MM; PRESSURE CLASS - 10 AND 15; , class-10 ( with & without fly ash) 80mm to 350mm , class-15 ( with & without fly ash) 80mm to 300mm , class-20 & 25 ( with & without fly ash) , Class-12 with Fly Ash; ,100mm, ,150mm , Class 15, Nominal diameter n 80mm, 100mm, 150mm.; CLASS 10, SIZES 80mm TO 150mm CLASS 15, SIZES 200mm TO 300mm; I) , CI-10, Nominal diameter 50, 60, 80, 100 and 125mm II) , Cl-12, Nominal diameter 200, 300, 350, 400, 450, 500 and 600 mm. III) , Cl-15, Nominal diameter 50, 60, 80, 100, 125, 200, 300, 350, 400, 450, 500 and 600 mm. IV) , Cl-15, Nominal diameter 50, 60, 80, 100, 125, 200, 300, 350, 400, 450, 500 and 600 mm.; , Nominal diameter 150 mm ii.Class 12, Nominal diameter 250 mm iii. Class 15, Nominal diameter 150 mm and 250 mm. b) , Nominal Diameter 150 mm and 250 mm. [Key Test Methods & Allied Standards]: Codes of Practice: Hydrometry - Functional requirements and characteristics of suspended - Sediment samplers (Second Revision); Code of practice for laying of asbestos cement pressure pipes; Methods of sampling of asbestos cement products. Safety Standards: Guidelines for safe use of products containing asbestos: Part 1 asbestos cement products; Recommendations for pictorial warning signs and precautionary notices for asbestos and products containing asbestos: Part 2 asbestos and its products. Components & Materials: Specificatioon for Sulphate Resisting Portland Cement; Specification for Calcined Clay Pozzolana (Second Revision); Specification for Portland pozzolana cement Part 1 Flyash based; Specification for Portland-pozzolana cement Part 2 calcined clay based; Portland Slag Cement - Specification; (+2 more). Related Standards: Ordinary Portland cement, 53 grade; Ordinary Portland Cement, 33 Grade; Ordinary Portland Cement, 43 Grade; Fly Ash For Use As Pozzolana And Admixture
CED | IS 1626 (Part 2):1994 | Asbestos cement building pipes and pipe fittings, gutters and gutter fittings and roofing fittings: Part 2 gutter and gutter fittings) (Second Revision) | Current | 1994-12-31 | 1994 | 2025 | 02 | CED 53 - Cement Matrix Products |  | Product Specification | Voluntary | 1 | 0 | 11 |  |  |  |  | https://standards.bis.gov.in/website/standard-details?encryptedId=eyJpdiI6IjhDUmpnYk1aMkwxV1FQUW1JK3FEZWc9PSIsInZhbHVlIjoidGpib2h5ZWRQdnJjZzlBb3VMbGNiQT09IiwibWFjIjoiYTI5ZThjYWY3MDZhYjM2ZWE0Y2EzNDM4YjA0NGM0MGQzNzk1YTc4MTE3Yjc3MWViY2JlYzY2NzRiNDBlZDYzYyIsInRhZyI6IiJ9 | Current | 0 |  | Civil Engineering Design and Construction | Concrete structures | Prefabricated Construction | [Title]: IS 1626 (Part 2):1994 — Asbestos cement building pipes and pipe fittings, gutters and gutter fittings and roofing fittings: Part 2 gutter and gutter fittings) (Second Revision). [Classification]: Under CED / CED 53 - Cement Matrix Products, categorized under Civil Engineering Design and Construction > Concrete structures > Prefabricated Construction, Certification: Voluntary, Type: Product Specification. [Key Test Methods & Allied Standards]: Test Methods: Asbestos Cement Products - Methods of Test. Codes of Practice: Methods of sampling of asbestos cement products. Safety Standards: Guidelines for safe use of products containing asbestos: Part 1 asbestos cement products; Recommendations for pictorial warning signs and precautionary notices for asbestos and products containing asbestos: Part 2 asbestos and its products. Components & Materials: Specification for Portland pozzolana cement Part 1 Flyash based; Specification for Portland-pozzolana cement Part 2 calcined clay based; Portland Slag Cement - Specification; Rapid Hardening Portland Cement Specification Third Revision of IS 8041. Related Standards: Ordinary Portland cement, 53 grade; Ordinary Portland Cement, 33 Grade; Ordinary Portland Cement, 43 Grade
CED | IS 1626 (Part 3):1994 | Asbestos Cement Building types and Pipe Fittings, Gutters and Gutter Fittings and Roofing Fittings - Part 3 : Roofing Fittings | Current | 1994-09-30 | 1994 | 2025 | 02 | CED 53 - Cement Matrix Products |  | Product Specification | Voluntary | 7 | 0 | 11 |  |  |  | Ministry of Housing and Urban Affairs | https://standards.bis.gov.in/website/standard-details?encryptedId=eyJpdiI6Ild4REdYZFdjckRmd3J5VVFwR3pzOWc9PSIsInZhbHVlIjoib0V0UFZmbGUwRFh6bms5UDBSdUhFUT09IiwibWFjIjoiZjk0YjlkN2Q5YWE4YzUzYjM1MDNmODc4YzM3MDhiNWEyZWFkNzMyZDA5Y2YxZWMxZjUzZmIyOGQ1OWNkMzI5ZSIsInRhZyI6IiJ9 | Current | 0 | Ministry of Housing and Urban Affairs | Civil Engineering Design and Construction | Concrete structures | Prefabricated Construction | [Title]: IS 1626 (Part 3):1994 — Asbestos Cement Building types and Pipe Fittings, Gutters and Gutter Fittings and Roofing Fittings - Part 3 : Roofing Fittings. [Classification]: Under CED / CED 53 - Cement Matrix Products, categorized under Civil Engineering Design and Construction > Concrete structures > Prefabricated Construction (Ministry of Housing and Urban Affairs), Certification: Voluntary, Type: Product Specification. [Covered Varieties & Grades]: 1. Corrugated serrated Adjustable Ridge(c1) 2. Corrugated North Light Curve (C9) 3. Corrugated Close Fitting Adjustable Ridge(c12); ; Corrugated Serrated Adjustable Ridges (code- C 1); Ridges (all sizes); Roofing Fittings. [Key Test Methods & Allied Standards]: Test Methods: Asbestos Cement Products - Methods of Test. Safety Standards: Guidelines for safe use of products containing asbestos: Part 1 asbestos cement products; Recommendations for pictorial warning signs and precautionary notices for asbestos and products containing asbestos: Part 2 asbestos and its products. Components & Materials: Specification for Portland pozzolana cement Part 1 Flyash based; Specification for Portland-pozzolana cement Part 2 calcined clay based; Portland Slag Cement - Specification; Corrugated and semi - Corrugated asbestos cement sheets - Specification (Third Revision); Rapid Hardening Portland Cement Specification Third Revision of IS 8041. Related Standards: Ordinary Portland cement, 53 grade; Ordinary Portland Cement, 33 Grade; Ordinary Portland Cement, 43 Grade
CED | IS 1322:1993 | Bitumen Felts for Water Proofing and Damp-proofing - Specification (Fourth Revision) | Current | 1993-12-31 | 1993 | 2022 | 04 | CED 41 - Waterproofing And Damp-proofing |  | Product Specification | Voluntary | 10 | 0 | 13 |  |  |  | Ministry of Housing and Urban Affairs | https://standards.bis.gov.in/website/standard-details?encryptedId=eyJpdiI6IjZIRFdMZDV0WkJ6bmlJbFk1MkJQbGc9PSIsInZhbHVlIjoiSk5nUUN0UHQvUVJ3YlRHR3RmaGZ1UT09IiwibWFjIjoiYTUwZjE4MzZhYjhmM2E3NDgwOGViMzNmYzI5MjdlMzliNTM1OTMzZDRmOGFhZTk0M2JiMzRmMWIyNjIzYTIyYSIsInRhZyI6IiJ9 | Current | 0 | Ministry of Housing and Urban Affairs | Civil Engineering Design and Construction | Construction practices, measurement and management | Water proofing & Damp proofing | [Title]: IS 1322:1993 — Bitumen Felts for Water Proofing and Damp-proofing - Specification (Fourth Revision). [Classification]: Under CED / CED 41 - Waterproofing And Damp-proofing, categorized under Civil Engineering Design and Construction > Construction practices, measurement and management > Water proofing & Damp proofing (Ministry of Housing and Urban Affairs), Certification: Voluntary, Type: Product Specification. [Covered Varieties & Grades]: 1) TYPE 3, GRADE 1 2) TYPE 3, GRADE 2 3) TYPE 2; BITUMEN FELTS FOR WATER PROOFING, TYPE 3, GRADE 1; Bitumen felts for water-proofing and damp-proofing, Type-3 (self finished felt), Grade-1, Size-20 metre (length) x 100 cm (width); HESSIAN BASE, TYPE-3(SELF FINISHED FELT),GRADE-1; TYPE 3, GRADE 1; TYPE-3, GRADE-1; TYPE-3,GRADE-1; Type 3 Grade 1; Type 3, Grade 1; Type 3, Grade 1, Grade 2.. [Key Test Methods & Allied Standards]: Test Methods: Bitumen based felts - Method of test Part 1 Breaking strength test; Bitumen based felts - Methods of test: Part 2 Pliability test (First Revision); Bitumen based felts - Methods of test Part 3 Storage sticking test; Bitumen Based Felts - Methods of Test: Part 4 Pressure Head Test; Bitumen based felts - Methods of test Part 5 Heat resistance test; (+3 more). Components & Materials: Paving bitumen - Specification (Fourth Revision); Test Sieves — Specification Part 1 Wire Cloth Test Sieves ( Fourth Revision ); Industrial bitumen - Specification (Third Revision). Related Standards: Indian Hessian - Part 2 : 305 and 229 g/m2 at 16 Percent Contract Regain
CED | IS 6198:1992 | Ledged, braced and battened timber door shutters - specification | Current | 1992-01-31 | 1992 | 2022 | 02 | CED 11 - Doors, Windows And Shutter |  | Product Specification |  | 0 | 0 | 3 |  |  |  |  | https://standards.bis.gov.in/website/standard-details?encryptedId=eyJpdiI6ImtNWmZtbm5wTWNUNkM3bi9VNWtLUHc9PSIsInZhbHVlIjoiWmhiUHpUSEFTZVNvQUplcjh3d2F3UT09IiwibWFjIjoiNWRmZGJlYjNiMGJjN2NiZDdlZDE0NGViMDhiNjc2NzdlMzc0ODYxYjAzMzQ4ZDkxYTUwNDU1NWY2ZTA0N2I0YSIsInRhZyI6IiJ9 | Current | 0 |  | Building Materials including Paints | Door and Window and its Fittings | Doors and Windows | [Title]: IS 6198:1992 — Ledged, braced and battened timber door shutters - specification. [Classification]: Under CED / CED 11 - Doors, Windows And Shutter, categorized under Building Materials including Paints > Door and Window and its Fittings > Doors and Windows, Type: Product Specification. [Key Test Methods & Allied Standards]: Terminology: Timber Technology and Utilization of Wood, Bamboo and Cane - Glossary of Terms (Third Revision). Codes of Practice: Seasoning of Timber - Code of practice (Second Revision); Preservation of Timber - Code of Practice (Fourth Revision)
CED | IS 190:1991 | Coniferous Sawn Timber (Baulks And Scantlings) - Specification (Fourth Revision) | Current | 1991-11-30 | 1991 | 2025 | 04 | CED 09 - Timber And Timber Stores |  | Product Specification |  | 0 | 0 | 4 |  |  |  |  | https://standards.bis.gov.in/website/standard-details?encryptedId=eyJpdiI6ImZYbkhxdmtrWWlPbUhPL2NXVTJYZ3c9PSIsInZhbHVlIjoiR2FsTGtDQUZRblhYUzhSUTZadHR2UT09IiwibWFjIjoiMDhhOTFkYWRiNTY5NGVhMWU5MGEzMGQ2NWZlMGExNTE3OWFiNTBhZTRlNGMyZmU0ZDM3Y2RhMTU4NmY0NjRlZiIsInRhZyI6IiJ9 | Current | 0 |  | Building Materials including Paints | Timber, Wood and Wood Products | Timber, Bamboo and their engineering | [Title]: IS 190:1991 — Coniferous Sawn Timber (Baulks And Scantlings) - Specification (Fourth Revision). [Classification]: Under CED / CED 09 - Timber And Timber Stores, categorized under Building Materials including Paints > Timber, Wood and Wood Products > Timber, Bamboo and their engineering, Type: Product Specification. [Key Test Methods & Allied Standards]: Test Methods: Methods of measurement and evaluation of defects in timber: Part 2 Converted timber. Terminology: Timber Technology and Utilization of Wood, Bamboo and Cane - Glossary of Terms (Third Revision). Codes of Practice: Seasoning of Timber - Code of practice (Second Revision); Preservation of Timber - Code of Practice (Fourth Revision)
CED | IS 650:1991 | Standard sand for testing cement - Specification (Second Revision) | Current | 1991-05-31 | 1991 | 2023 | 02 | CED 02 - Cement And Concrete |  | Product Specification | Voluntary | 1 | 0 | 2 |  |  |  | Ministry of Housing and Urban Affairs | https://standards.bis.gov.in/website/standard-details?encryptedId=eyJpdiI6IktjMUsrTXBUNUpRRi9LQ25rSjkwTEE9PSIsInZhbHVlIjoiVkp4ejJRZStTSUwzRVRaSG8vWlZBdz09IiwibWFjIjoiMGVkZjRkOWRiODk1NzEwZTkzMzUyNGUwNmFiYmY2NTBkMTU2ZjQ5MzNkMzc4OTQwMDlmZGIwMTY3ZGM4MTZmNyIsInRhZyI6IiJ9 | Current | 0 | Ministry of Housing and Urban Affairs | Building Materials including Paints | Cement, concrete and Allied Products | Cement and its Testing | [Title]: IS 650:1991 — Standard sand for testing cement - Specification (Second Revision). [Classification]: Under CED / CED 02 - Cement And Concrete, categorized under Building Materials including Paints > Cement, concrete and Allied Products > Cement and its Testing (Ministry of Housing and Urban Affairs), Certification: Voluntary, Type: Product Specification. [Key Test Methods & Allied Standards]: Components & Materials: HYDROCHLORIC ACID SPECIFICATION Fifth Revision; Test Sieves — Specification Part 1 Wire Cloth Test Sieves ( Fourth Revision )
CED | IS 10 (Part 1):1990 | Plywood Tea-Chests - Specification: Part 1 General (Fifth Revision) | Current | 1991-02-28 | 1990 | 2025 | 05 | CED 09 - Timber And Timber Stores |  | Product Specification |  | 0 | 0 | 12 |  |  |  |  | https://standards.bis.gov.in/website/standard-details?encryptedId=eyJpdiI6IjEyL3hmOHUvRU90R0s1eGMvdThobkE9PSIsInZhbHVlIjoiRExsa2RGb2V0RVZXbXFqeEt2dUVWQT09IiwibWFjIjoiNWY1NGYyN2IzYmFjZjY5NWE1NDExYTU1NjUyYjEwY2I3NTg0ZmZhYWFmNzkyNmZkMmJkZWU2MGQzNDllYmZkOCIsInRhZyI6IiJ9 | Current | 0 |  | Building Materials including Paints | Timber, Wood and Wood Products | Plywood, Veneers, Laminates & Adhesives | [Title]: IS 10 (Part 1):1990 — Plywood Tea-Chests - Specification: Part 1 General (Fifth Revision). [Classification]: Under CED / CED 09 - Timber And Timber Stores, categorized under Building Materials including Paints > Timber, Wood and Wood Products > Plywood, Veneers, Laminates & Adhesives, Type: Product Specification. [Key Test Methods & Allied Standards]: Test Methods: Methods of sampling and test for paper and allied products: Part 2; Paper and Pulp Based Packaging Materials - Methods of Test Part 2 Odour, Ply Separation, Puncture, and Reducible Sulphur ( Second Revision ); Performance tests for complete, filled transport packages part4 vertical impact drop (First Revision). Terminology: Timber Technology and Utilization of Wood, Bamboo and Cane - Glossary of Terms (Third Revision). Codes of Practice: Specification for Plywood Tea-Chests: Part 5 Assembly and Packing (Fourth Revision). Components & Materials: Specification for Plywood Tea-Chests: Part 3 Battens (Fourth Revision); Plywood Tea-Chests - Specification: Part 4 Metal Fittings (Fifth Revision); Cellulose Film - Specification ( Second Revision ); Steel Countersunk Head Wire Nails - Specification ( Second Revision ); Alumintum foil laminatefor packaging - Specification (First Revision)
CED | IS 10 (Part 4):1989 | Plywood Tea-Chests - Specification: Part 4 Metal Fittings (Fifth Revision) | Current | 1990-05-31 | 1989 | 2022 | 05 | CED 09 - Timber And Timber Stores |  | Product Specification |  | 0 | 0 | 1 |  |  |  |  | https://standards.bis.gov.in/website/standard-details?encryptedId=eyJpdiI6ImRuOWIwNlJ1WnJzeGdqc1Rsck02T3c9PSIsInZhbHVlIjoicDhPWUNwanZNbFpUWkhleGRIWVNwUT09IiwibWFjIjoiZTE1ZGQ4NzEyZTA1NmMzNGVkMDU4YjAwMTgzNzE2NTM2NDcyNjNlNjNlMTlhMjAyZGNjNTg3MjRjYWEwMjk3ZCIsInRhZyI6IiJ9 | Current | 0 |  | Building Materials including Paints | Timber, Wood and Wood Products | Plywood, Veneers, Laminates & Adhesives | [Title]: IS 10 (Part 4):1989 — Plywood Tea-Chests - Specification: Part 4 Metal Fittings (Fifth Revision). [Classification]: Under CED / CED 09 - Timber And Timber Stores, categorized under Building Materials including Paints > Timber, Wood and Wood Products > Plywood, Veneers, Laminates & Adhesives, Type: Product Specification. [Key Test Methods & Allied Standards]: Test Methods: Random sampling and randomization procedures (First Revision)
CED | IS 12594:1988 | Hot - Dip Zinc Coating on Structural Steel Bars for Concrete Reinforcement - Specification | Current / New Pub | 1989-07-31 | 1988 | 2026 | 0 | CED 54 - Concrete Reinforcement |  | Product Specification | Mandatory | 3 | 0 | 8 |  |  |  |  | https://standards.bis.gov.in/website/standard-details?encryptedId=eyJpdiI6InRaMzVab3pYb3VmK2M2a2hxbTM5VVE9PSIsInZhbHVlIjoiOHpIQVYyckdCK01aL3VDdGdpK1Vzdz09IiwibWFjIjoiOTFkNTVjMDQ0MDY5NjhiNTE5YjQ5MjU4N2MwNWI2NjhjZmQ3NjcxOTQ4ZTE5NTUxNzJlMGUyNzFmMThmZjQ3YyIsInRhZyI6IiJ9 | Published | 0 |  | Metals, Alloys and Metal Products (including Steel Products) | Anti-corrosion products | Anodic oxide coatings | [Title]: IS 12594:1988 — Hot - Dip Zinc Coating on Structural Steel Bars for Concrete Reinforcement - Specification. [Classification]: Under CED / CED 54 - Concrete Reinforcement, categorized under Metals, Alloys and Metal Products (including Steel Products) > Anti-corrosion products > Anodic oxide coatings, Certification: Mandatory, Type: Product Specification. [Covered Varieties & Grades]: 1) Coating Class A & B on HSD Bars for concrete reinforcement; 2) Coating Class A & B on Hot Rolled Medium and High Tensile Structural Steel Angles.; Hot-Dip Zinc Coating on Structural Steel Bars for Concrete Reinforcement, Coating Class A and B, Thickness from 1 mm up to and including 40 mm.; a) Coating Class B on HSD bar for concrete reinforcement b) Coating ClassA and B on Hot rolled Medium and Tensile Structural Steel. [Key Test Methods & Allied Standards]: Codes of Practice: Process, Design, Testing and Application of Hot Dip Galvanizing of Iron and Steel - Code of Practice Part 1 Batch Process ( Second Revision ); Methods for determination of mass of zinc coating on zinc coated iron and steel articles. Components & Materials: Zinc for galvanizing - Specification; High Strength Deformed Steel Bars and Wires for Concrete Reinforcement - Specification (Fourth Revision); Structural Steel - Part 1 - Hot Rolled Medium and High tensile Steel; Refined Zinc - Specification (Fifth Revision); Specification for Mild Steel And Medium Tensile Steel Bars and Hard-Drawn Steel Wire for Concrete Reinforcement Part 1 Mild Steel and Medium Tensile Steel Bars Fourth Revision; (+1 more)
CED | IS 3068:1986 | Broken brick (burnt clay) coarse aggregates for use in lime concrete - Specification (Second Revision) | Current | 1987-01-31 | 1986 | 2024 | 02 | CED 04 - Building Limes And Gypsum Products |  | Product Specification |  | 0 | 0 | 7 |  |  |  | Ministry of Housing and Urban Affairs | https://standards.bis.gov.in/website/standard-details?encryptedId=eyJpdiI6ImQ2YzRWNWFRbmcvS2MrOFArNnVKdHc9PSIsInZhbHVlIjoiWlBEU3hSMWhUV3RKOE1kZjRlMTFoZz09IiwibWFjIjoiZTZlNzkxZGE0MzhiOTRmMjhiNWJmZDBlYjY3NzUzYzNlZjdhN2I4OWEyMTUwNzRiZTY1NmJkYzEwMGYzODYxMCIsInRhZyI6IiJ9 | Current | 0 | Ministry of Housing and Urban Affairs | Building Materials including Paints | Clay products | Bricks, blocks and other clay products | [Title]: IS 3068:1986 — Broken brick (burnt clay) coarse aggregates for use in lime concrete - Specification (Second Revision). [Classification]: Under CED / CED 04 - Building Limes And Gypsum Products, categorized under Building Materials including Paints > Clay products > Bricks, blocks and other clay products (Ministry of Housing and Urban Affairs), Type: Product Specification. [Key Test Methods & Allied Standards]: Test Methods: Methods of Test for Aggregates for Concrete: Part 3 Specific Gravity, Density, Voids, Absorption and Bulking; Methods for Sampling of Aggregates for Concrete (First Revision); Method of Test for Determining Aggregates Impact Value of Soft Coarse Aggregates. Codes of Practice: RULES FOR ROUNDING OFF NUMERICAL VALUES (Second Revision). Components & Materials: Reagent Grade Water Specification (Fourth Revision); Common Burnt Clay Building Bricks - Specification (Sixth Revision)
CED | IS 1785 (Part 1):1983 | Specification for Plain Hard - Drawn Steel Wire for Prestressed Concrete: Part 1 Cold Drawn Stress - Relieved Wire (Second Revision) | Current | 1983-06-30 | 1983 | 2023 | 02 | CED 54 - Concrete Reinforcement |  | Product Specification | Mandatory | 5 | 0 | 4 |  |  |  |  | https://standards.bis.gov.in/website/standard-details?encryptedId=eyJpdiI6Ii9MNEsrakg1RHRXc3ZWY1piNjMvN0E9PSIsInZhbHVlIjoibDBzQkpyZDhjOGRPQk9RekM2ZVJGdz09IiwibWFjIjoiYzdiY2RiZWI2MDliM2VkZmNkYjMxYWY5ZGQ5Y2Y2MTRhYTJhMzZkOWJkNmNlNDRkZmE5ZjZjNGQzODkzZjIyZCIsInRhZyI6IiJ9 | Current | 0 |  | Metals, Alloys and Metal Products (including Steel Products) | Steel Products for Concrete Reinforcement | Steel Reinforcement for Reinforced and Prestressed Concrete Constructions | [Title]: IS 1785 (Part 1):1983 — Specification for Plain Hard - Drawn Steel Wire for Prestressed Concrete: Part 1 Cold Drawn Stress - Relieved Wire (Second Revision). [Classification]: Under CED / CED 54 - Concrete Reinforcement, categorized under Metals, Alloys and Metal Products (including Steel Products) > Steel Products for Concrete Reinforcement > Steel Reinforcement for Reinforced and Prestressed Concrete Constructions, Certification: Mandatory, Type: Product Specification. [Covered Varieties & Grades]: 4.0 mm & 7.0 mm dia; 7.00 mm; 4.00 mm; Nominal Diameters 3.0 mm,4.0 mm & 7.0 mm; Plain Hard ? ; Size: 7.00mm (Nominal Dia). [Key Test Methods & Allied Standards]: Test Methods: Method for tensile testing of steel wire. Codes of Practice: RULES FOR ROUNDING OFF NUMERICAL VALUES (Second Revision). Components & Materials: General requirements for the supply of metallurgical materials (Second Revision). Related Standards: Methods of chemical analysis of pig iron, cast iron and plain carbon and low alloy steel
CED | IS 10 (Part 3):1974 | Specification for Plywood Tea-Chests: Part 3 Battens (Fourth Revision) | Current | 1974-10-31 | 1974 | 2025 | 04 | CED 09 - Timber And Timber Stores |  | Product Specification |  | 0 | 0 | 3 |  |  |  |  | https://standards.bis.gov.in/website/standard-details?encryptedId=eyJpdiI6IkRKN2R1SW1RaFVybEl5dlMwWHBqTGc9PSIsInZhbHVlIjoiQzhUMS9KUjlRRDNFcjJsU1pmNW1sQT09IiwibWFjIjoiMjY4ZTNiZTY5NjIyNjRjYjYzMzRiM2RhZGVkM2E4N2M2YTA4MWM2MmUzNzNiMmE4M2QxZWYwNDgyZTI2NzA1NCIsInRhZyI6IiJ9 | Current | 0 |  | Building Materials including Paints | Timber, Wood and Wood Products | Plywood, Veneers, Laminates & Adhesives | [Title]: IS 10 (Part 3):1974 — Specification for Plywood Tea-Chests: Part 3 Battens (Fourth Revision). [Classification]: Under CED / CED 09 - Timber And Timber Stores, categorized under Building Materials including Paints > Timber, Wood and Wood Products > Plywood, Veneers, Laminates & Adhesives, Type: Product Specification. [Key Test Methods & Allied Standards]: Test Methods: Random sampling and randomization procedures (First Revision); Determination of moisture content (See IS 1708: PARTS 1 TO 18). Terminology: Timber Technology and Utilization of Wood, Bamboo and Cane - Glossary of Terms (Third Revision)
CED | IS 2974 (Part 2):2026 | Design and Construction of Machine Foundations Code of Practice: Part 2 Block Foundations (Second Revision) | Current | 2026-03-25 | 2026 |  | 02 | CED 43 - Soil And Foundation Engineering | 93.020 | Code of Practice |  | 0 | 0 | 0 | IS 2974 (Part 3):1992,IS 2974 (Part 4):1979,IS 2974 (Part 1):1982,IS 2974 (Part 2):1980 |  |  | Ministry of Housing and Urban Affairs | https://standards.bis.gov.in/website/standard-details?encryptedId=eyJpdiI6IlhEQTdLV2x6WnNqOUM3NzBPT0ZRbFE9PSIsInZhbHVlIjoiL2tIM3prRUFwdmtMTnlvbXArT2NNUT09IiwibWFjIjoiOGFmZGFhYWExODRlYWU2MjQxZDhmZDhiYzEyZDUyMzYzNjIwNjcxZThjNTZmOTM5NWM3YTRkZWRiYzJlNTUzZiIsInRhZyI6IiJ9 | Current | 0 | Ministry of Housing and Urban Affairs | Civil Engineering Design and Construction | Foundation, underground structures, soil and rock mechanics | Soil Mechanics and Ground Improvement | [Title]: IS 2974 (Part 2):2026 — Design and Construction of Machine Foundations Code of Practice: Part 2 Block Foundations (Second Revision). [Classification]: Under CED / CED 43 - Soil And Foundation Engineering, categorized under Civil Engineering Design and Construction > Foundation, underground structures, soil and rock mechanics > Soil Mechanics and Ground Improvement (Ministry of Housing and Urban Affairs), Type: Code of Practice
CED | IS 2189:2026 | Selection Installation and Maintenance of Automatic Fire Detection and Alarm System - Code of Practice Fifth Revision | Current | 2026-03-17 | 2026 |  | 05 | CED 22 - Fire Fighting | 13.220.20 | Code of Practice |  | 0 | 0 | 0 | IS 2189:2008 |  |  | Ministry of Home Affairs - Dte. Gen. of Fire Services, Civil Defense and Home Guards | https://standards.bis.gov.in/website/standard-details?encryptedId=eyJpdiI6IlhzeE8vaHozWFVqdzQycGJGbVJuVnc9PSIsInZhbHVlIjoidENvK1RBTUJCdHYxb1NvaXpyK1Q0dz09IiwibWFjIjoiMDhkMjgxZmUzNDNhOTk4ODMyNzNiZDgwNzk3M2U2Yjk3NWFhMDYxY2FjYmY5ODNhY2JkZDI2YTkwNjBmNjg5ZiIsInRhZyI6IiJ9 | Current | 0 | Ministry of Home Affairs - Dte. Gen. of Fire Services, Civil Defense and Home Guards | Fire Fighting Equipments and Accessories | Fire fighting systems | Fire Detection and Alarm Systems | [Title]: IS 2189:2026 — Selection Installation and Maintenance of Automatic Fire Detection and Alarm System - Code of Practice Fifth Revision. [Classification]: Under CED / CED 22 - Fire Fighting, categorized under Fire Fighting Equipments and Accessories > Fire fighting systems > Fire Detection and Alarm Systems (Ministry of Home Affairs - Dte. Gen. of Fire Services, Civil Defense and Home Guards), Type: Code of Practice
CED | IS 12823:2025 | Prelaminated Medium Density Particle Boards from Wood and other Lignocellulosic Material Specification (Second Revision) | Current | 2025-08-19 | 2025 |  | 02 | CED 20 - Wood And Other Lignocellulosic Products |  | Product Specification | Mandatory | 98 | 0 | 9 | IS 12823 : 2015 |  |  |  | https://standards.bis.gov.in/website/standard-details?encryptedId=eyJpdiI6InNIT2JlTTNNSnhKQ0hrcTJxWndXa3c9PSIsInZhbHVlIjoiYm1SNUd3NWhzUDdURmU1SFptMGR2Zz09IiwibWFjIjoiZjkwY2FmY2ZjYjRiOWVmNTViOWM0ZjA1MzJmNzI3MTEyZGQ4YjZiZTcyYjU1NmNmZGQ0N2JkOWJjN2YzOWViZSIsInRhZyI6IiJ9 | Current | 0 |  | Building Materials including Paints | Timber, Wood and Wood Products | Boards & wood composite products | [Title]: IS 12823:2025 — Prelaminated Medium Density Particle Boards from Wood and other Lignocellulosic Material Specification (Second Revision). [Classification]: Under CED / CED 20 - Wood And Other Lignocellulosic Products, categorized under Building Materials including Paints > Timber, Wood and Wood Products > Boards & wood composite products, Certification: Mandatory, Type: Product Specification. [Covered Varieties & Grades]: (1). Name of the product - Prelaminated Medium DensityParticle Boards from Wood and other Lignocellulosic Material (2). Grade- Regular (REG) - Grade A, Regular (REG) - Grade B, Moisture Resistance(MR), High Moisture Resistance (HMR) (3). Surface Type: Type 1, Type 2,Type 3, Type 4 (4). Formaldehyde Class: E1 & E2 (5). Thickness: From8 mm to Upto and Including 44 mm (6). Steady-State Formaldehyde Emissiontest (optional test) - Without; (a) Grades ? Regular (REG) Grade ? Grade A, FormaldehydeClass- E1 and E 2, Surface Type - Type 2 , Type 3 and Type 4 , Thickness(mm) From 8 mm to 40 mm and without Steady-State Formaldehyde Emissiontest (optional test) (b) Regular (REG) Grade ? Grade B, FormaldehydeClass- E1 and E 2, Surface Type - Type 2 , Type 3 and Type 4 , Thickness(mm) From 8 mm to 40 mm and without Steady-State Formaldehyde Emissiontest (optional test) (c) Moisture Resistance (MR) Grade, FormaldehydeClass- E1 and E 2, Surface Type - Type 2 , Type 3 and Type 4 , Thickness(mm) From 8 mm to 40 mm and without Steady-State Formaldehyde Emissiontest (optional test) (d) High Moisture Resistance (HMR) Grade ,Formaldehyde Class- E1 and E 2, Surface Type - Type 2 , Type 3 and Type4 , Thickness (mm) From 8 mm to 40 mm and without Steady-StateFormaldehyde Emission test (optional test); (a) Product Prelaminated Medium Density Particle Boards fromWood and other Lignocellulosic Material, Grades ? (a) Regular (REG)Grade ? Grade A, Formaldehyde Class- E1 and E 2, Surface Type ? Type 1,Type 2 , Type 3 and Type 4 , Thickness (mm) From 8 mm to 40 mm andwithout Steady-State Formaldehyde Emission test (optional test) (b)Regular (REG) Grade ? Grade B, Formaldehyde Class- E1 and E 2, SurfaceType ? Type 1, Type 2 , Type 3 and Type 4 , Thickness (mm) From 8 mm to40 mm and without Steady-State Formaldehyde Emission test (optionaltest) (c) Moisture Resistance (MR) Grade, Formaldehyde Class- E1 and E2, Surface Type ? Type 1, Type 2 , Type 3 and Type 4 , Thickness (mm)From 8 mm to 40 mm an.... [Key Test Methods & Allied Standards]: Test Methods: Metallic materials - Brinell hardness test: Part 4 table of hardness values (Fifth Revision); Method for Determination of Formaldehyde Content in Wood-Based Panels by Extraction Method Called Perforator Method ( First Revision ); Random sampling and randomization procedures (First Revision); Methods of Test for Wood Particle Boards and Boards from Other Lignocellulosic Materials; Wood based panels - Determination of formaldehyde release: Part 1 formaldehyde emission by the 1 - Cubic - Metre chamber method; (+1 more). Terminology: Timber Technology and Utilization of Wood, Bamboo and Cane - Glossary of Terms (Third Revision). Codes of Practice: Connectors for electronic equipment Part 2 Tests and measurements Section 6: Electrical continuity and contact resistance tests Test 2f: Housing shell electrical continuity. Safety Standards: TUBELESS TYRES VALVES AND COMPONENTS PART 2: CLAMP-IN TUBELESS TYRE VALVE-TEST METHOD
CED | IS 14587:2025 | Prelaminated Medium Density Fibre Boards of Wood and Other Lignocellulosic Materials - Specification ( Second Revision ) | Current | 2025-08-19 | 2025 |  | 02 | CED 20 - Wood And Other Lignocellulosic Products |  | Process Specification | Voluntary | 47 | 0 | 7 |  |  |  | Ministry of Housing and Urban Affairs | https://standards.bis.gov.in/website/standard-details?encryptedId=eyJpdiI6InM3cS9PWUFhdDlDbi9HN2RFZWdEU1E9PSIsInZhbHVlIjoiWmFjZmIzbGx1T0ZyRWk5RWVZTExaQT09IiwibWFjIjoiOGYzOTJlODhiNDMxYzI3MWE0ZGI1ZGM0OWI4MzRiODIwODAzYWJkNjdiZDZhZmVhYTQzOWY1NGM0NGEwYzllNCIsInRhZyI6IiJ9 | Current | 0 | Ministry of Housing and Urban Affairs | Building Materials including Paints | Timber, Wood and Wood Products | Timber, Bamboo and their engineering | [Title]: IS 14587:2025 — Prelaminated Medium Density Fibre Boards of Wood and Other Lignocellulosic Materials - Specification ( Second Revision ). [Classification]: Under CED / CED 20 - Wood And Other Lignocellulosic Products, categorized under Building Materials including Paints > Timber, Wood and Wood Products > Timber, Bamboo and their engineering (Ministry of Housing and Urban Affairs), Certification: Voluntary, Type: Process Specification. [Covered Varieties & Grades]: ----------Prelaminated Medium Density Fibre Board , Grade II, Type II, Designation PLMDF-22, Formaldehyde Class - E2, Size 12 mm to 20 mm Thickness-----------; 2. Name of the product- Prelaminated Medium Density Boards For General Purposes, Grade and Type and Designation- Grade II, Type II, Designation PLMDF 22, Formaldehyde class- E1 and E2, Size- Upto and including 45 mm thickness; 1. Name of the product- Prelaminated Medium Density Boards For General Purposes, Grade and Type and Designation- Grade I, Type II, Designation PLMDF 12, Formaldehyde class- E1 and E2, Size- Upto and including 45 mm thickness; ==Prelaminated medium density fibre board, Grade-2, Type-2,Formaldehyde Class -E2, Thickness 18mm==; Grade : Grade 1 and Grade 2; Formaldehyde Class : E1 &E2; Type : Type 2, Type 3 and Type 4; Thickness : up to and Including 20 mm.; Grade-( Regular (REG) Grade, Moisture Resistance (MR) Grade,High Moisture Resistance General Purpose (HMR-GP) Grade and HighMoisture Resistance Furniture (HMR-FN) Grade),Type-(Type 2, Type 3 andType 3,) Formaldehyde Class-(E1 and E2), Thickness- 8 mm to 32 mm,without Steady-State Formaldehyde Emission test; Grade-1, Formaldehyde Class- E2, Type 2, Thickness- 3 mm to25 mm; Grade-2,Formaldehyde Class-E1, Type 2,Thickness- 5.5 mm to 25 mm; Name of the product: Prelaminated Medium Density Fibre Boards of Wood and other Lignocellulosic Materials Grade: Regular (REG) Grade Surface Type: Type 3 Formaldehyde Class: E2 Thickness (mm): From 3 mm upto and including 25 mm Steady-State Formaldehyde Emission test (optional test): without; Name of the product: Prelaminated Medium Density Fibre Boards of Wood and other Lignocellulosic Materials Grade: High Moisture Resistance Furniture (HMR-FN) Grade Surface Type: Type 3 Formaldehyde Class: E2 Thickness (mm): From 3 mm upto and including 25 mm Steady-State Formaldehyde Emission test (optional test): without; Name of the product: Prelaminated Medium Density Fibre Boardsof Wood and other Lignoc.... [Key Test Methods & Allied Standards]: Test Methods: Metallic materials - Brinell hardness test: Part 1 test method (Fifth Revision); Method for Determination of Formaldehyde Content in Wood-Based Panels by Extraction Method Called Perforator Method ( First Revision ); Random sampling and randomization procedures (First Revision); Methods of Test for Wood Particle Boards and Boards from Other Lignocellulosic Materials; Wood based panels - Determination of formaldehyde release: Part 1 formaldehyde emission by the 1 - Cubic - Metre chamber method. Terminology: Timber Technology and Utilization of Wood, Bamboo and Cane - Glossary of Terms (Third Revision). Codes of Practice: Connectors for electronic equipment Part 2 Tests and measurements Section 6: Electrical continuity and contact resistance tests Test 2f: Housing shell electrical continuity
CED | IS 884:2025 | First-Aid Hose-Reel for Fire Fighting - Specification (Second Revision) | Current | 2025-03-26 | 2025 |  | 02 | CED 22 - Fire Fighting |  | Product Specification | Voluntary | 38 | 0 | 11 | IS 884 : 1985 |  |  |  | https://standards.bis.gov.in/website/standard-details?encryptedId=eyJpdiI6IkxrNGVzZHQ2RjFyVml4cldDQ0Evc1E9PSIsInZhbHVlIjoiaktEQXVZMU9jaUg4Uzl6UUduOWVWQT09IiwibWFjIjoiZGNlZTA4YWI0YjE4MmE3OTQyNzlmN2VhZWExMDlkMWNmZTAxNjkwYjMxNWI2MGE0NDNmZTJhNmE2ZjY5ZjcwYyIsInRhZyI6IiJ9 | Current | 0 |  | Fire Fighting Equipments and Accessories | Fire Extinguishers, equipments , units and accessories | Fire Fighting Extinguishers & Equipment | [Title]: IS 884:2025 — First-Aid Hose-Reel for Fire Fighting - Specification (Second Revision). [Classification]: Under CED / CED 22 - Fire Fighting, categorized under Fire Fighting Equipments and Accessories > Fire Extinguishers, equipments , units and accessories > Fire Fighting Extinguishers & Equipment, Certification: Voluntary, Type: Product Specification. [Covered Varieties & Grades]: FIRST-AID HOSE-REEL FOR FIRE FIGHTING,TYPE SWINGING (180 DEGREE ) WALL MOUNTING TYPE; First Aid Hose Reel For Fire Fighting Type B,Horizontal Type Used For Installation On Fire Engines; First Aid Hose Reel For Fire Fighting, Type A; First Aid Hose-Reel for fighting, Type A,; First-Aid Hose-Reel for Fire Fighting Type - A; First-Aid Hose-Reel for Fire Fighting, Type: Type-A; Name of the product: First-Aid Hose-Reel for Fire Fighting, Type of Hose-reel: Type B, Material of Construction: Mild Steel; Name of the product: First-Aid Hose-Reel for Fire Fighting Type :Type A; TYPE A; TYPE A- SWINGING 180 DEGREE WALL MOUNTING TYPE; Type A- Swinging (180 Deg.) wall mounting Type; type a swinging 180 degree. [Key Test Methods & Allied Standards]: Codes of Practice: Colours for ready mixed paints and enamels (Sixth Revision). Components & Materials: Steel tubes, tubulars and other wrought steel fittings - Specification: Part 1 steel tubes (Sixth Revision); Steel tubes, tubulars and other steel fittings - Specification: Part 2 steel pipe fittings (Fifth Revision); Structural Steel - Part 1 - Hot Rolled Medium and High tensile Steel; Grey iron castings - Specification (Fifth Revision); Specification for leaded tin bronze ingots and castings (Second Revision); (+4 more). Related Standards: Recommended construction practice of apparatus for spray cabinet for various salt spray tests
CED | IS 7692:2024 | Headform for Testing of Helmets - Specification (Second Revision) | Current | 2025-01-09 | 2024 |  | 02 | CED 22 - Fire Fighting |  | Product Specification |  | 0 | 0 | 1 | IS 7692 : 1993 |  |  |  | https://standards.bis.gov.in/website/standard-details?encryptedId=eyJpdiI6ImNOemVIM0Z4dW1HVlM2WjZMUEFLMWc9PSIsInZhbHVlIjoiT2pyR0tHMkxVd3F4cWtRcS85emJ5QT09IiwibWFjIjoiNTNhZDUwYWFiODkwM2MyYjRjY2Q1NjllMmE3Y2UzYzRkYzhkNWVhOWU5ZDI1ZjBjZTIzMmI2MGZhZmIzNWViMyIsInRhZyI6IiJ9 | Current | 0 |  | Transport and Related Products | Bicycle and Allied Products | Bicycles, bicycle components & Accessaries | [Title]: IS 7692:2024 — Headform for Testing of Helmets - Specification (Second Revision). [Classification]: Under CED / CED 22 - Fire Fighting, categorized under Transport and Related Products > Bicycle and Allied Products > Bicycles, bicycle components & Accessaries, Type: Product Specification
CED | IS 18685:2024 | PACKAGED DRY MIX CONCRETE - SPECIFICATION | Current / New Pub | 2024-10-18 | 2024 |  | 0 | CED 02 - Cement And Concrete |  | Product Specification |  | 0 | 0 | 0 |  |  |  | Ministry of Housing and Urban Poverty Alleviation | https://standards.bis.gov.in/website/standard-details?encryptedId=eyJpdiI6InlGaGJKUHhndHhiajBhcFRjR0E3Q0E9PSIsInZhbHVlIjoiNkYyemE5dWhQcmgzQlF3T1g0SEdKUT09IiwibWFjIjoiZWU4NzdmOGI4MTM2M2FhMTcxNzlhMjBkOGQyZWUyZmQ5MjE1M2YzOTU2OGJhZDViNGM0OTk4YzY3OTJkZGM2MCIsInRhZyI6IiJ9 | Published | 0 | Ministry of Housing and Urban Poverty Alleviation | Building Materials including Paints | Cement, concrete and Allied Products | Concrete, Concrete admixrurers & additives and testing | [Title]: IS 18685:2024 — PACKAGED DRY MIX CONCRETE - SPECIFICATION. [Classification]: Under CED / CED 02 - Cement And Concrete, categorized under Building Materials including Paints > Cement, concrete and Allied Products > Concrete, Concrete admixrurers & additives and testing (Ministry of Housing and Urban Poverty Alleviation), Type: Product Specification
CED | IS 8442:2024 | Stand Post Type Water and Water-cum-Foam Monitor for Fire Fighting - Specification (Second Revision) | Current | 2024-10-18 | 2024 |  | 02 | CED 22 - Fire Fighting |  | Product Specification | Voluntary | 9 | 0 | 24 | IS 8442 : 2008 |  |  |  | https://standards.bis.gov.in/website/standard-details?encryptedId=eyJpdiI6IkRxNVlySmk4THFNSHpKRGZPNE1mRXc9PSIsInZhbHVlIjoieThvY3BSaTl4bW5aQ0Jlc1NyL2FOUT09IiwibWFjIjoiNTAwNDllMzY4ODhkZjE0YjFkM2NhOGIwM2M5MjQ5ODQyZWQxNzg4NjkxM2RlMzVmMDMwZjM1ZDU3ZDg2MDU2NCIsInRhZyI6IiJ9 | Current | 0 |  | Fire Fighting Equipments and Accessories | Fire Extinguishers, equipments , units and accessories | Fire Fighting Units | [Title]: IS 8442:2024 — Stand Post Type Water and Water-cum-Foam Monitor for Fire Fighting - Specification (Second Revision). [Classification]: Under CED / CED 22 - Fire Fighting, categorized under Fire Fighting Equipments and Accessories > Fire Extinguishers, equipments , units and accessories > Fire Fighting Units, Certification: Voluntary, Type: Product Specification. [Covered Varieties & Grades]: (a) Water monitor with: Solid jet nozzle Hollow jet/spraytype nozzle and Sizes- 63 mm, 75 mm, 100 mm.; 63 mm NB, 75 mm NB & 100 mm NB; Name of the Product: Stand Post Type Water and Water-cum-Foam Monitor for Fire Fighting, Type: Water Monitor with: Solid Jet Nozzle, Size: 63 mm.; Name of the product- Stand Post Type Water and Water-Cum-FoamMonitor for Fire Fighting, Type- (i) Water monitor with: Solid jetnozzle and Hollow jet/spray type nozzle (ii) Water- cum-foam monitorwith : Aspirating type nozzle, that is, foam barrel and Non-aspiratingtype water foam nozzle, Sizes- 63 mm, 75 mm and 100 mm.; SIZES 63mm AND 75mm; STAND POST TYPE WATER MONITOR FOR PF, Functional requirement for stand post type water Monitor for fighting.; Stand post type water monitor for fire fighting of type 1 for sizes 63mm, 75mm, & 100mm; Type-1 Stand Post Type Water monitor of sizes 63mm,75mm and 100mm for r Fire fighting.; a) Size 75 mm, Discharge Capacity 2780 lpm & b) Size 100 mm, Discharge Capacity 3500 lpm; Type:Water Monitor, Size:63mm. [Key Test Methods & Allied Standards]: Test Methods: Methods of testing anodic coatings on aluminium and its alloys (First Revision). Codes of Practice: Colours for ready mixed paints and enamels (Sixth Revision); Nīrkuṟi Analysis (Uromacroscopy) — Code of Practice. Components & Materials: Specification for wrought carbon steel butt - Welding pipe fittings; Cast iron fittings for pressure pipes for water, gas and sewage - Specification (Third Revision); Anodic coatings on aluminium and its alloys - Specification (Third Revision); Structural Steel - Part 1 - Hot Rolled Medium and High tensile Steel; Grey iron castings - Specification (Fifth Revision); (+13 more). Related Standards: Steel Bars, Round and Square for Structural and General Engineering Purposes - Dimensions (Second Revision); General tolerances: Part 1 tolerances for linear and angular dimensions without individual tolerance indications (Third Revision); Pipe threads where pressure - Tight joints are not made on the threads - Dimensions, tolerances and designation (Third Revision)
ETD | IS/IEC 62271 (Part 105):2021 | High-voltage switchgear and controlgear : Part 105 Alternating current switch-fuse combinations for rated voltages above 1 kV up to and including 52 kV | Current | 2023-08-30 | 2021 |  | 02 | ETD 08 - High Voltage Switchgear And Controlgear |  | Product Specification |  | 0 | 0 | 12 | IS/IEC 62271 : Part 105 : 2012 |  | IEC 62271-105: 2021 | Ministry of Power | https://standards.bis.gov.in/website/standard-details?encryptedId=eyJpdiI6IjFkOTFRTUM5UmtseEszQk5MelVoeFE9PSIsInZhbHVlIjoiM200MWIrU1d4UDdGazh6NHBmNDlWQT09IiwibWFjIjoiOTFlZTQ1YzE0YTUxMDNiYjBkMzUyMDAwMWYzMjBiZDJjNTc3ZTQ3ZTVlNmU0NDM1NTJhY2Q5ZDc1MWFlZDU0ZCIsInRhZyI6IiJ9 | Current | 0 | Ministry of Power | Electrical Switchgear and Other Electrical Products/Accessories | Switchgear, Metering and Accessories | Circuit breakers, switches and disconnectors | [Title]: IS/IEC 62271 (Part 105):2021 — High-voltage switchgear and controlgear : Part 105 Alternating current switch-fuse combinations for rated voltages above 1 kV up to and including 52 kV. [Classification]: Under ETD / ETD 08 - High Voltage Switchgear And Controlgear, categorized under Electrical Switchgear and Other Electrical Products/Accessories > Switchgear, Metering and Accessories > Circuit breakers, switches and disconnectors (Ministry of Power), Type: Product Specification. [Key Test Methods & Allied Standards]: Test Methods: Methods of Sampling and Test (Physical and Chemical) for Water and Waste Water Part 74 Vanadium. Terminology: Electrotechnical Vocabulary Part 17 Switchgear and Control Gear (Second Revision). Components & Materials: High-Voltage Fuses Part 1 Current-Limiting Fuses (Second Revision); Photovoltaic (PV) Module Safety Qualification Part 1 Requirements for Construction (Second Revision); Self-Ballasted LED Lamps for General Lighting Services Part 1 Safety Requirements (First Revision). Related Standards: Cardiovascular implants - Cardiac valve prostheses
ETD | IS/IEC 60947 (Part 3):2020 | Low-Voltage Switchgear and Controlgear: Part 3 Switches Disconnectors Switch-Disconnectors and Fuse-Combination Units | Current | 2023-08-17 | 2020 |  | 02 | ETD 07 - Low Voltage Switchgear And Controlgear |  | Product Specification | Mandatory | 47 | 0 | 22 | IS/IEC 60947 : PART 3 : 2012 |  | IEC 60947-3 : 2020 | Ministry of Heavy Industries | https://standards.bis.gov.in/website/standard-details?encryptedId=eyJpdiI6IlVJRUUvS3FwMnhXRWJJZW1RdGZBMmc9PSIsInZhbHVlIjoiMWU5cXhhYzVHTmpLT3VUWHFjOUtUUT09IiwibWFjIjoiMjM3MDc3NTU2MDc2Nzc3MGM0YjIzZjcxMTQzMDc0NjhmMDUyMWNkODM0NWU0NjA5NGQ3NWNiNmFmMDgxYjBhZCIsInRhZyI6IiJ9 | Current | 0 | Ministry of Heavy Industries | Electrical Switchgear and Other Electrical Products/Accessories | Switchgear, Metering and Accessories | Circuit breakers, switches and disconnectors | [Title]: IS/IEC 60947 (Part 3):2020 — Low-Voltage Switchgear and Controlgear: Part 3 Switches Disconnectors Switch-Disconnectors and Fuse-Combination Units. [Classification]: Under ETD / ETD 07 - Low Voltage Switchgear And Controlgear, categorized under Electrical Switchgear and Other Electrical Products/Accessories > Switchgear, Metering and Accessories > Circuit breakers, switches and disconnectors (Ministry of Heavy Industries), Certification: Mandatory, Type: Product Specification. [Covered Varieties & Grades]: Low-Voltage Switchgear and Control Gear, Switch-Disconnectors, Type Designation: DN2-250SD 250A MCCB, Poles: Three Pole & Four Pole, Model: DN2-250SD 250A MCCB, Equipment Types: Switch-disconnector, Breaking arrangement for fused devices: NA, Rated operational voltage (Ue): 415V, Rated insulation voltage (Ui): 800V, Rated impulse withstands voltage (Uimp): 8kV, Rated operational current (Ie): 100, 125, 160, 200, 250 A, Conventional free air thermal current (Ith): 100, 125, 160, 200, 250 A, Conventional enclosed thermal current (Ithe): 100, 125, 160, 200, 250 A , Rated uninterrupted current (Iu): 100, 125, 160, 200, 250 A, Rated short time withstand current (Icw): 3.6kA for 1s, Rated short circuit making capacity (Icm): 3.6kA, Rated Frequency (Hz): 50 / 60 Hz, Rated Duty: Uninterrupted duty, Utilization category: Category A / AC-23A, Method of operation of manually operated equipment: Independent manual operation., Suitability for isolation: Yes, Degree of protection: IP20, Pollution Degree: Pollution Degree III, Material Group: IIIb, Type of Supply: 3 Phase AC, Number of Poles: Three Pole & Four Pole, Number of positions of the main contacts: 2, Electromagnetic Compatibility (EMC): Not tested for Electromagnetic Compatibility (EMC), Direct switching of a single motor : Not tested for Direct switching of Single Motor, Single pole operated three pole switches : Not tested for Single Pole operated three-pole switches, Use in Photovoltaic (PV) DC applications: Not tested for Use in (PV) DC applications, Intended for connection of Aluminium Conductors: Not tested for Connection of Aluminium conductors.; dsine MCCBs/DN0-160SD/3P and 4P/SD/CAT AC23A Low-Voltage Switchgear and Control Gear, Switch-Disconnectors, Type Designation: DN0-160SD 160A MCCB, Poles: Three Pole & Four Pole, Model: DN0-160SD 160A MCCB, Equipment Types: Switch-disconnector, Breaking arrangement for fused devices: NA, Rated operational voltage (Ue): 415V, Rated insulation volta.... [Key Test Methods & Allied Standards]: Test Methods: Electromagnetic compatibility (EMC): Part 4 testing and measurement techniques: Sec 2 electrostatic discharge immunity test (Second Revision); Electromagnetic compatibility EMC Part 4 Testing and Measurement Techniques Section 3 Radiated radio-frequency electromagnetic field immunity test Second Revision; Sampling procedures for inspection by attributes: Part 1 sampling schemes indexed by acceptance quality limit (AQL) for lot - By - Lot inspection (Third Revision); Electromagnetic Compatibility EMC Part 4: Testing and Measurement Techniques Section 6: Immunity to Conducted Disturbances Induced by Radio-Frequency Fields First Revision; High - Current Test Techniques - Definitions and Requirements for Test Currents and Measuring Systems; (+1 more). Terminology: Electrotechnical Vocabulary Part 17 Switchgear and Control Gear (Second Revision). Safety Standards: LOW-VOLTAGE SWITCHGEAR AND CONTROLGEAR PART 1 GENERAL RULES. Components & Materials: Low-Voltage Switchgear and Controlgear Part 5 Control Circuit Devices and Switching Elements Section 1 Electromechanical Control Circuit Devices (Third Revision); Low-Voltage Fuses Part 3 Supplementary Requirements for Fuses for Use by Unskilled Persons ( Fuses Mainly for Household and Similar Applications ) — Examples of Standardized Systems of Fuses A to F; Low-Voltage Fuses Part 6 Supplementary Requirements for Fuse-Links for the Protection of Solar Photovoltaic Energy Systems; Low-Voltage Fuses Part 1 General Requirements; Low-Voltage Fuses Part 2 Supplementary Requirements for Fuses for Use by Authorized Persons ( Fuses Mainly for Industrial Application ) - Examples of Standardized Systems of Fuses A to K; (+1 more). Related Standards: Low-Voltage Fuses Part 5 Guidance for the Application of Low-Voltage Fuses; Rotating electrical machines — Part 12: Starting performance of single speed three-phase cage induction motors; Rotating electrical machines — Part 30-1: Efficiency classes of line operated AC motors (IE code); Conductors of insulated cable; Graphical symbols for use on equipmen; (+1 more)
ETD | IS/IEC 60947 (Part 4/Sec 1):2023 | Low-Voltage Switchgear and Controlgear Part 4 Contactors and Motor-Starters Section 1 Electromechanical Contactors and Motor-Starters | Current | 2026-03-23 | 2023 |  | 03 | ETD 07 - Low Voltage Switchgear And Controlgear | ICS 29.120.99, 29.130.20 | Product Specification |  | 17 | 0 | 30 | IS/IEC 60947 (Part 4/Sec 1):2012,IS/IEC 60947 (Part 4/Sec 1):2018 |  | IEC 60947 (Part 4/Sec 1):2023 | Ministry of Commerce and Industry - Department for Promotion of Industry and Internal Trade (DPIIT) | https://standards.bis.gov.in/website/standard-details?encryptedId=eyJpdiI6IndoYWNyUEhQUVJ5enpUeE5sZEM5c3c9PSIsInZhbHVlIjoieUx0K0RjYnNMaWMxUmJoRXVMcG5HQT09IiwibWFjIjoiMTMwMGRlNmEyMTY3NzY5ODhmNzA1MTc5NGRkNGZjMWQ5MjMyYmVmYzA5ODM0NTg3YmNhNzY3YTIwMTY3MTQ0NSIsInRhZyI6IiJ9 | Current | 0 | Ministry of Commerce and Industry - Department for Promotion of Industry and Internal Trade (DPIIT) | Electrical Switchgear and Other Electrical Products/Accessories | Switchgear, Metering and Accessories | Circuit breakers, switches and disconnectors | [Title]: IS/IEC 60947 (Part 4/Sec 1):2023 — Low-Voltage Switchgear and Controlgear Part 4 Contactors and Motor-Starters Section 1 Electromechanical Contactors and Motor-Starters. [Classification]: Under ETD / ETD 07 - Low Voltage Switchgear And Controlgear, categorized under Electrical Switchgear and Other Electrical Products/Accessories > Switchgear, Metering and Accessories > Circuit breakers, switches and disconnectors (Ministry of Commerce and Industry - Department for Promotion of Industry and Internal Trade (DPIIT)), Type: Product Specification. [Covered Varieties & Grades]: AS PER LICENCE FILE; DOL MOTOR STARTER WITH CONTACTER,ELECTROMAGNETIC AIR BREAK,3 PHASE, 415V, 50Hz FOR CURRENT RATING 6.5A AND 14A MAX PUSH BUTTON TYPE IP 54 PROTECTION WITH THE FOLLOWING DECLARED VALUES. CURRENT RELAY RANGE DUTY HRS UTILIZATION CATEGORY 6.5A 4 - 6.5 A INTERMITTENT DUTY AC3 CLASS 30 14A 9 - 14A - DO - AC3 STAR-DELTA MOTOR STARTERS WITH CONTACTOR, ELECTROMAGNETIC AIR BREAK, 3 PHASE, 415 V, 50Hz FOR CURRENT RATING 6A TO 14A MAX, PUSH BUTTON TYPE, IP 2X PROTECTION WITH THE FOLLOWING DECLARATION. CURRENT RELAY RANGE DUTY HOURS UTILIZATION CATEGORY 6A 6 - 10A INTERMITTANT AC 3 14A 9 - 14A INTERMITTANT AC 3; DOL Starter AC3 415V, 1-14A & 10-24A, IP40, 8hrs duty; AC Contactor AC3 415V, 16-40A, 8hrs duty; Star Delta Starter AC3 415V, 4-24A, IP54, 8hrs duty.; Direct On Line ac Starter, Three Pole, Air Break, Electromagnetic, Semi-Automatic, Rated operational voltage 415V, Rated impulse Voltage 8 kV, 50Hz, Uninterrupted Duty, Utilization Category AC3, Rated Power 0.25kW to 7.5kW; Direct Online; AC; 3 Phase; 3 Pole;Air Break; Electromagnetic, Push Button; 415 V, 16A, 50Hz, continuous duty with relay ranges 2.5-4A, 4-6.5A, 6-10A, 6-10A, 9-14A + 13-22A.; Equipment Type: Motor Protective Switching Device (MPSD 132 Series Magnetic Model MP132MS2XXX/MP132M-XXX); Rated voltages: Rated operational voltage (Ue) - 690V; Rated insulation voltage (Ui) - 690V; Rated impulse withstand voltage (Uimp) - 6KV; Rated Current: Rated operational currents (Ie) - 0.16A, 0.25A,0.4A, 0.63A, 1.0A, 1.6A, 2.5A, 4.0A, 6.3A, 10A, 16A, 20A,25A and 32A; Rated uninterrupted current (Iu) - 0.16A, 0.25A,0.4A, 0.63A, 1.0A, 1.6A, 2.5A, 4.0A, 6.3A, 10A, 16A, 20A,25A and 32A; Conventional free air thermal current (Ith) - 0.16A, 0.25A,0.4A, 0.63A, 1.0A, 1.6A, 2.5A, 4.0A, 6.3A, 10A, 16A,.... [Key Test Methods & Allied Standards]: Test Methods: Components for low-voltage surge protection — Part 331: Performance requirements and test methods for metal oxide varistors (MOV); Sampling procedures for inspection by attributes: Part 1 sampling schemes indexed by acceptance quality limit (AQL) for lot - By - Lot inspection (Third Revision); Environmental Testing Part 2 Tests Section 14 Test N: Change of Temperature (First Revision). Terminology: Low-voltage electrical installations — Part 1: Fundamental principles, assessment of general characteristics, definitions. Codes of Practice: Protection Against Electric Shock - Common Aspects for Installation and Equipment (First Revision). Safety Standards: Electromechanical elementary relays: Part 1 general and safety requirements; Adjustable Speed Electrical Power Drive Systems Part 5 Safety Requirements Section 1 Electrical, thermal and energy; Graphical Symbols - Safety Colours and Safety Signs Part 2 Design Principles for Product Safety Labels; LOW-VOLTAGE SWITCHGEAR AND CONTROLGEAR PART 1 GENERAL RULES; Low-voltage switchgear and controlgear assemblies Part 1: General rules (First Revision); (+1 more). Components & Materials: Varistors for use in electronic equipment — Part 2: Sectional specification for surge suppression varistors; Low - Voltage switchgear and controlgear: Part 2 circuit - Breakers (First Revision); Low-Voltage Switchgear and Controlgear Assemblies Part 6 Busbar Trunking Systems (Busways). Related Standards: Rotating electrical machines — Part 12: Starting performance of singlespeed three-phase cage induction motors; Rotating electrical machines — Part 30-1: Efficiency classes of line operated AC motors (IE code); Electromechanical contactors for household and similar purposes; Switchgear and controlgear and their assemblies for low voltage — Environmental aspects; Low-voltage switchgear and controlgear — Security aspects; (+7 more)
ETD | IS/IEC 60947 (Part 4/Sec 3):2020 | Low-Voltage Switchgear And Controlgear: Part 4-3 Contactors And Motor-Starters Semiconductor Controllers And Semiconductor Contactors For Non-Motor Loads | Current | 2023-05-15 | 2020 |  | 03 | ETD 07 - Low Voltage Switchgear And Controlgear |  | Product Specification |  | 0 | 0 | 13 | IS/IEC 60947 : PART 4 : Sec 3 : 2014 |  | IEC 60947-4-3: 2020 | Ministry of Heavy Industries | https://standards.bis.gov.in/website/standard-details?encryptedId=eyJpdiI6IkJ0L0NucUhSc0plVUd1QWtsa21KakE9PSIsInZhbHVlIjoiSTlhV1IrL0VMbWcwaE40aG54QTV0dz09IiwibWFjIjoiM2Q2NTAzNWRiNjQ2ZGRjYWRiOTkxMTlkNzdhYzM4ZDQ0YzIxOTM1YjIzMDIyYjVjZDBkZTcwOTFhNGY1OTVkMyIsInRhZyI6IiJ9 | Current | 0 | Ministry of Heavy Industries | Electrical Switchgear and Other Electrical Products/Accessories | Switchgear, Metering and Accessories | Circuit breakers, switches and disconnectors | [Title]: IS/IEC 60947 (Part 4/Sec 3):2020 — Low-Voltage Switchgear And Controlgear: Part 4-3 Contactors And Motor-Starters Semiconductor Controllers And Semiconductor Contactors For Non-Motor Loads. [Classification]: Under ETD / ETD 07 - Low Voltage Switchgear And Controlgear, categorized under Electrical Switchgear and Other Electrical Products/Accessories > Switchgear, Metering and Accessories > Circuit breakers, switches and disconnectors (Ministry of Heavy Industries), Type: Product Specification. [Key Test Methods & Allied Standards]: Test Methods: Electromagnetic Compatibility (EMC) Part 3 Limits Section 2 Limits for harmonic current emissions ( equipment input current ? 16 A per phase ) ( Third Revision ); Sampling procedures for inspection by attributes: Part 1 sampling schemes indexed by acceptance quality limit (AQL) for lot - By - Lot inspection (Third Revision); Electromagnetic compatibility (EMC): Part 4 testing and measurement techniques: Sec 5 surge immunity test (First Revision). Codes of Practice: Protection against electric shock — Common aspects for installation and equipment. Safety Standards: LOW-VOLTAGE SWITCHGEAR AND CONTROLGEAR PART 1 GENERAL RULES; Basic and safety principles for man-machine interface, marking and identification — Identification of equipment terminals, conductor terminations and conductors. Components & Materials: Limits and Methods of Measurement of Radio Disturbance Characteristics Part 4 Industrial Scientific and Medical Radio-Frequency Equipment Second Revision; Low-Voltage Switchgear and Controlgear Part 4 Contactors and Motor-Starters Section 1 Electromechanical Contactors and Motor-Starters. Related Standards: Electromagnetic compatibility (EMC): Part 3 limits section 3 limitation of voltage changes, voltage fluctuations and flicker in public low-voltage supply system, for equipment with rated current ? 16 a per phase and not subjected to conditional connection (Second Revision); Dimensions of low - Voltage switchgear and controlgear - Standardized mounting on rails for mechanical support of switchgear, controlgear and accessories (First Revision); Automatic electrical controls for household and similar use : part 1 General Requirements; Electromagnetic compatibility (EMC) — Part 3-11: Limits — Limitation of voltage changes, voltage fluctuations and flicker in public low-voltage supply systems — Equipment with rated current ≤ 75 A and; Electromagnetic compatibility (EMC) — Part 3-12: Limits — Limits for harmonic currents produced by equipment connected to public low-voltage systems with input current > 16 A and ≤ 75 A per phase
ETD | IS 16102 (Part 2):2026 | Self-Ballasted LED Lamps for General Lighting Services Part 2 Performance Requirements Second Revision | Current | 2026-02-02 | 2026 |  | 02 | ETD 23 - Lamps And Related Equipments | ICS 29.140.99 | Product Specification |  | 0 | 0 | 0 | IS 16102 (Part 2):2017 |  | IEC 62612:2018 | Ministry of Power | https://standards.bis.gov.in/website/standard-details?encryptedId=eyJpdiI6ImtOcmw0ekNrTUFKUHY3WnlJMXlkYlE9PSIsInZhbHVlIjoieGRxbkk1SnVnUVdGTzdlSjBRVjgxUT09IiwibWFjIjoiNWIzZmNhNjkyNjE0OTBlMTgxNDE0ZTUxNDExNDRhY2VjYjQ0MjMxYzM1NmVmZTJkYmRhMGJiYTlhZTgwZWFiNiIsInRhZyI6IiJ9 | Current | 0 | Ministry of Power | Electrical Appliances and Accessories | Electrical Lamps and Wiring Accessories | Lamps & accessories | [Title]: IS 16102 (Part 2):2026 — Self-Ballasted LED Lamps for General Lighting Services Part 2 Performance Requirements Second Revision. [Classification]: Under ETD / ETD 23 - Lamps And Related Equipments, categorized under Electrical Appliances and Accessories > Electrical Lamps and Wiring Accessories > Lamps & accessories (Ministry of Power), Type: Product Specification
ETD | IS 398 (Part 2):2025 | Aluminium Conductor for Overhead Transmission Purposes - Specification Part 2 Aluminium Conductors Galvanized Steel Reinforced (Fourth Revision) | Current | 2025-06-20 | 2025 |  | 04 | ETD 37 - Conductors And Accessories For Overhead Lines |  | Product Specification | Voluntary | 325 | 0 | 0 | IS 398 : Part 5 : 1992 |  |  |  | https://standards.bis.gov.in/website/standard-details?encryptedId=eyJpdiI6IkZ4cUhjakNUMENGbkFOTmxFVmxwakE9PSIsInZhbHVlIjoiVXNtVDBSaUJCSUtDOWlHNnJEN3lQZz09IiwibWFjIjoiZmNlNmY2YjU3ZTMxNzE2NTliZGMyMTQxYzhlOWRlNWNkZWI1N2Q1MzczYWJlMDgzMTFhNjZlZWMxYjlmOWE0ZiIsInRhZyI6IiJ9 | Current | 0 |  | Electrical Switchgear and Other Electrical Products/Accessories | Cables, Conductors, Wires and Accessories | Aluminum overhead conductors | [Title]: IS 398 (Part 2):2025 — Aluminium Conductor for Overhead Transmission Purposes - Specification Part 2 Aluminium Conductors Galvanized Steel Reinforced (Fourth Revision). [Classification]: Under ETD / ETD 37 - Conductors And Accessories For Overhead Lines, categorized under Electrical Switchgear and Other Electrical Products/Accessories > Cables, Conductors, Wires and Accessories > Aluminum overhead conductors, Certification: Voluntary, Type: Product Specification. [Covered Varieties & Grades]: Aluminium Conductors Galvanized Steel-Reinforced for overheadpower transmission purposes,for sizes less than 100 mm? (NominalAluminium Area) for voltages less than 400 kV a.c. b) AluminiumConductors Galvanized Steel-Reinforced for overhead power transmissionpurposes, from sizes 100 mm? and up to and including 420 mm? (NominalAluminium Area) for voltages less than 400 kV a.c.; Aluminium Conductors Galvanized Steel-Reinforced foroverhead power transmission purposes, for sizes less than 100 mm?(Nominal Aluminium Area) for voltages less than ? 320 kV d.c. and lessthan 400 kV a.c. b) Aluminium Conductors Galvanized Steel-Reinforced foroverhead power transmission purposes, from sizes 100 mm? and up to andincluding 560 mm? (Nominal Aluminium Area) for voltages upto andincluding ? 400 kV a.c.; Aluminium Conductors Galvanized Steel-Reinforced foroverhead power transmission purposes, for sizes less than 100 mm?(Nominal Aluminium Area) for voltages less than less than 400 kV a.c. b)Aluminium Conductors Galvanized Steel-Reinforced for overhead powertransmission purposes, from sizes 100 mm? and up to and including 520mm? (Nominal Aluminium Area) for voltages upto and including ? 400 kV a.c.; Aluminum Conductors, Galvanized Steel-Reinforced for OverheadPower Transmission Purposes, for Sizes up to and including 100 sq mm(Nominal Aluminum Area) for voltages less than ? 320 kV d.c. and lessthan 400 kV a.c.; Galvanized Steel wire for the core of ACSR, for sizes up toand including 3.18 mm; Galvanized Steel wire for the core of ACSR, for sizes up toand including 3.53 mm.; Sizes above 100 sq mm upto and including 560 sq mm (nominal aluminium); UPTO & INCLUDING 560 sq. mm NOMINAL AREA; a) Aluminium Conductors Galvanized Steel-Reinforced foroverhead power transmission purposes,for sizes up to and including 100mm? (Nominal Aluminium Area) for voltages less than ? 320 kV d.c. andless than 400 kV a.c.; Aluminium ConductorsGalvanized Steel-Reinforced for overhead power transmission purpose...
ETD | IS/IEC 60947 (Part 4/Sec 2):2020 | Low-Voltage switchgear and Controlgear: Part 4-2 Contactors and Motorstarters semiconductor motor controllers starters and Soft starters | Current | 2023-05-15 | 2020 |  | 02 | ETD 07 - Low Voltage Switchgear And Controlgear |  | Product Specification |  | 0 | 0 | 12 | IS/IEC 60947 : Part 4 : Sec 2 : 2011 |  | IEC 60947-4-2: 2020 | Ministry of Heavy Industries | https://standards.bis.gov.in/website/standard-details?encryptedId=eyJpdiI6IkRQUzBnZUxVd1RRMlc4UVFtUzdGMHc9PSIsInZhbHVlIjoidTU4TlAvU2FLT00wcy96ZDZCejB0dz09IiwibWFjIjoiNDhkNWU3NDFmMzBiMmQ0ZWNiMWFjMDkwMzQ2ZTc1Yjk1MGQ5NDVhMjc2MWRjNDFjNDc1MDg4N2Q5NTMwZTFhOCIsInRhZyI6IiJ9 | Current | 0 | Ministry of Heavy Industries | Electrical Switchgear and Other Electrical Products/Accessories | Switchgear, Metering and Accessories | Circuit breakers, switches and disconnectors | [Title]: IS/IEC 60947 (Part 4/Sec 2):2020 — Low-Voltage switchgear and Controlgear: Part 4-2 Contactors and Motorstarters semiconductor motor controllers starters and Soft starters. [Classification]: Under ETD / ETD 07 - Low Voltage Switchgear And Controlgear, categorized under Electrical Switchgear and Other Electrical Products/Accessories > Switchgear, Metering and Accessories > Circuit breakers, switches and disconnectors (Ministry of Heavy Industries), Type: Product Specification. [Key Test Methods & Allied Standards]: Test Methods: Electromagnetic Compatibility (EMC) Part 3 Limits Section 2 Limits for harmonic current emissions ( equipment input current ? 16 A per phase ) ( Third Revision ); Sampling procedures for inspection by attributes: Part 1 sampling schemes indexed by acceptance quality limit (AQL) for lot - By - Lot inspection (Third Revision). Codes of Practice: Protection against electric shock — Common aspects for installation and equipment. Safety Standards: LOW-VOLTAGE SWITCHGEAR AND CONTROLGEAR PART 1 GENERAL RULES; Basic and safety principles for man-machine interface, marking and identification — Identification of equipment terminals, conductor terminations and conductors. Components & Materials: Limits and Methods of Measurement of Radio Disturbance Characteristics Part 4 Industrial Scientific and Medical Radio-Frequency Equipment Second Revision. Related Standards: Electromagnetic compatibility (EMC): Part 3 limits section 3 limitation of voltage changes, voltage fluctuations and flicker in public low-voltage supply system, for equipment with rated current ? 16 a per phase and not subjected to conditional connection (Second Revision); Dimensions of low - Voltage switchgear and controlgear - Standardized mounting on rails for mechanical support of switchgear, controlgear and accessories (First Revision); Automatic electrical controls for household and similar use : part 1 General Requirements; Rotating electrical machines - Part 1 : Rating and performance; Electromagnetic compatibility (EMC) — Part 3-11: Limits — Limitation of voltage changes, voltage fluctuations and flicker in public low-voltage supply systems — Equipment with rated current ≤ 75 A and; (+1 more)
ETD | IS 14763:2022 | CONDUIT SYSTEMS FOR CABLE MANAGEMENT OUTSIDE DIAMETERS OF CONDUITS FOR ELECTRICAL INSTALLATIONS AND THREADS FOR CONDUITS AND FITTINGS | Current | 2022-08-31 | 2022 |  | 02 | ETD 14 - Electrical Wiring Accessories |  | Product Specification |  | 0 | 0 | 5 | IS 14763 : 2000 |  | 60423: 2007 | Ministry of Power | https://standards.bis.gov.in/website/standard-details?encryptedId=eyJpdiI6IlpVUEpwRnQvM3FVeFlJeXJoK2ZIQ1E9PSIsInZhbHVlIjoiQ05xYks4aU52djgxQ2J3ZFJ5VzlhQT09IiwibWFjIjoiZjMyNGEyZjA3ZjdiNGI5M2EwNzU1Yjk3NDA5MWNhODg1YTVhNzEzODlkY2E4NDhmMjUwNWQ3MDJiZDliYWI2NCIsInRhZyI6IiJ9 | Current | 0 | Ministry of Power | Electrical Appliances and Accessories | Plugs, Sockets, Switches and accessories | Conduits & conduit fittings | [Title]: IS 14763:2022 — CONDUIT SYSTEMS FOR CABLE MANAGEMENT OUTSIDE DIAMETERS OF CONDUITS FOR ELECTRICAL INSTALLATIONS AND THREADS FOR CONDUITS AND FITTINGS. [Classification]: Under ETD / ETD 14 - Electrical Wiring Accessories, categorized under Electrical Appliances and Accessories > Plugs, Sockets, Switches and accessories > Conduits & conduit fittings (Ministry of Power), Type: Product Specification. [Key Test Methods & Allied Standards]: Components & Materials: ISO general purpose metric screw threads - Gauges and gauging (Second Revision). Related Standards: ISO general purpose metric screw threads : Part 1 Basic and design profile (third revision)
ETD | IS/IEC 60947 (Part 5/Sec 1):2024 | Low-Voltage Switchgear and Controlgear Part 5 Control Circuit Devices and Switching Elements Section 1 Electromechanical Control Circuit Devices (Third Revision) | Current | 2026-03-12 | 2024 |  | 03 | ETD 07 - Low Voltage Switchgear And Controlgear | ICS 29.120.40, 29.130.20 | Product Specification |  | 18 | 0 | 12 | IS/IEC 60947 (Part 5/Sec 1):2016 |  | IEC 60947 (Part 5/Sec 1):2024 | Ministry of Commerce and Industry - Department for Promotion of Industry and Internal Trade (DPIIT) | https://standards.bis.gov.in/website/standard-details?encryptedId=eyJpdiI6IkszdUZ2QjZraUdqd1gzR3cwd3Z5Snc9PSIsInZhbHVlIjoidnRoUzJnM3ltQms0eTlxRis3NkU5dz09IiwibWFjIjoiOTk2YWJmYTgxYTlhYWJlZDNmN2IzMGY0OWQ0OWFjZGJmYjgwNGQyYTZjYTBkYzcxYTEzMTZlMWFmMmU1MGYyMiIsInRhZyI6IiJ9 | Current | 0 | Ministry of Commerce and Industry - Department for Promotion of Industry and Internal Trade (DPIIT) | Electrical Switchgear and Other Electrical Products/Accessories | Switchgear, Metering and Accessories | Circuit breakers, switches and disconnectors | [Title]: IS/IEC 60947 (Part 5/Sec 1):2024 — Low-Voltage Switchgear and Controlgear Part 5 Control Circuit Devices and Switching Elements Section 1 Electromechanical Control Circuit Devices (Third Revision). [Classification]: Under ETD / ETD 07 - Low Voltage Switchgear And Controlgear, categorized under Electrical Switchgear and Other Electrical Products/Accessories > Switchgear, Metering and Accessories > Circuit breakers, switches and disconnectors (Ministry of Commerce and Industry - Department for Promotion of Industry and Internal Trade (DPIIT)), Type: Product Specification. [Covered Varieties & Grades]: As per Licence document; Low-Voltage Switchgear and Control gear Part-5, Control Circuit Devices and Switching Elements Section-1, Electromechanical Control Circuit Devices: Compact LED Indicating lamp, Model - 3SB52. (1) Type of control circuit device or switching element, Cl. 4.2: (i) Kind of control circuit device, Cl. 4.2.1 - Indicator Lights. (ii) Kind of switching elements, Cl. 4.2.2: NA. (2) Number of poles, Cl. 4.2.3 - NA. (3) Kind of current, Cl. 4.2.4: AC, DC. (4) Interrupting medium, Cl.4.2.5: NA. (5) Operating condition, Cl.4.2.6: (i) Method of operation, Cl. 4.2.6.1 - Manual. (ii) Method of control, Cl. 4.2.6.2: Non-Automatic. (6) Rated voltages, Cl. 4.3.2: (i) Rated operational voltage, Ue: 24V AC-DC, 30V DC, 110V AC, 110V DC, 220V-240V AC, 220V DC, 415V AC. Wide Band version: 24V to 240V AC-DC (ii) Rated insulation voltage, Ui: 440V AC. 250V DC. (iii) Rated impulse withstand voltage, Uimp: 6kV. (7) Rated Current, Cl. 4.3.3: (i) Rated operational currents, Ie: 10mA - applicable for one variant only. (ii) Conventional free air thermal current, Ith: NA. (iii) Conventional enclosed thermal current, Ithe: NA. (8) Rated Frequency, Cl. 4.3.4: 50, 60 Hz. (9) Utilization Categories, Cl. 4.4 & Table 1: NA. (10) Electrically separated contact elements, Cl. 4.10: NA. (11) Pollution degree , Cl. 6.1.3.2: 3. (12) Degree of Protection: IP65 (Front), IP20 (Terminals). (13) Class of Control Circuit device: NA. (14) Additional Features: (i) Electromagnetic Compatibility, EMC, Cl. 8.4: NA hence not tested. (ii) ; Low-Voltage Switchgear and Control gear Part-5, Control Circuit Devices and Switching Elements Section-1, Electromechanical Control Circuit Devices: Position Switch not tested for EMC requirement, Model - 3SE5. (1) Type of control circuit device or switching element, Cl. 4.2: (i) Kind of control circuit device, Cl. 4.2.1: Position Switches. (ii) Kind of switching elements, Cl. 4.2.2: Auxiliary contacts of a switching device. (2) Number of poles, Cl. 4.2.3: .... [Key Test Methods & Allied Standards]: Test Methods: Environmental Testing Part 4 Tests - Test Cab: Damp Heat, Steady State ( Second Revision ); Basic environmental testing procedures for electronic and electrical items: Part 7 impact test: Sec 1 shock (Test Ea) (Second Revision); Environmental Testing Part 2 Tests Section 6 Test Fc: Vibration sinusoidal; Fire Hazard Testing Part 2: Glowinghot-wire based test methods Section 11: Glow-wire flammability test method for end products GWEPT; Environmental testing Part 2 Tests Section 30 Test Db: Damp heat cyclic 12 h 12 h cycle; (+1 more). Safety Standards: LOW-VOLTAGE SWITCHGEAR AND CONTROLGEAR PART 1 GENERAL RULES. Components & Materials: Low - Voltage switchgear and controlgear: Part 5 control circuit devices and switching elements: Sec 5 electrical emergency stop devices with mechanical latching function; LLow-Voltage Switchgear and Controlgear Part 5 Control Circuit Devices and Switching Elements Section 2 Proximity Switches ( First Revision ); Low-Voltage Switchgear and Controlgear Part 4 Contactors and Motor-Starters Section 1 Electromechanical Contactors and Motor-Starters. Related Standards: Automatic electrical controls for household and similar use : part 1 General Requirements
ETD | IS 16102 (Part 1):2026 | Self-Ballasted LED Lamps for General Lighting Services Part 1 Safety Requirements (First Revision) | Current | 2026-02-02 | 2026 |  | 01 | ETD 23 - Lamps And Related Equipments | ICS 29.140.99 | Product Specification |  | 0 | 0 | 0 | IS 16102 (Part 1):2012 |  | IEC 62560:2015 | Ministry of Power | https://standards.bis.gov.in/website/standard-details?encryptedId=eyJpdiI6Ikp2L1hYOTdmTWExZ1NuY3Q5Tjk1dFE9PSIsInZhbHVlIjoiZ3VHbG1iSVFpanFLdHdYWTgyNnJlQT09IiwibWFjIjoiZWM1NzY3N2IwNjVjYjQ3YzhlNDc3YmNlZmU2NDI1ZjVmNWFkNzc3ODA1YmExNmNkMmUyZGI0YTljMWY3MzVkYiIsInRhZyI6IiJ9 | Current | 0 | Ministry of Power | Electrical Appliances and Accessories | Lamps, Luminaire and Accessories | Luminaires & lighting | [Title]: IS 16102 (Part 1):2026 — Self-Ballasted LED Lamps for General Lighting Services Part 1 Safety Requirements (First Revision). [Classification]: Under ETD / ETD 23 - Lamps And Related Equipments, categorized under Electrical Appliances and Accessories > Lamps, Luminaire and Accessories > Luminaires & lighting (Ministry of Power), Type: Product Specification
ETD | IS 16103 (Part 1):2025 | LED Modules for General Lighting Part 1 Safety Specifications (First Revision) | Current | 2025-07-30 | 2025 |  | 01 | ETD 23 - Lamps And Related Equipments |  | Product Specification |  | 0 | 0 | 8 | IS 16103 : Part 1 : 2012 |  | IEC 62031: 2018 | Ministry of Electronics and Information Technology | https://standards.bis.gov.in/website/standard-details?encryptedId=eyJpdiI6IllsUytVYlMwZmIyMHZrVGY3NlIyVGc9PSIsInZhbHVlIjoiTnppdW9CVHR4MlV4V1hjTWxmYWNNdz09IiwibWFjIjoiNWVhZWIxODFmMGJkY2NiNTQ5MDJiMDk1ODU4ZTY4NzUxMTJiYjFhM2U3NThlNjU4MDM1MjEwMjAwNDA3ZGZmYSIsInRhZyI6IiJ9 | Current | 0 | Ministry of Electronics and Information Technology | Electrical Appliances and Accessories | Electrical Lamps and Wiring Accessories | Lamps & accessories | [Title]: IS 16103 (Part 1):2025 — LED Modules for General Lighting Part 1 Safety Specifications (First Revision). [Classification]: Under ETD / ETD 23 - Lamps And Related Equipments, categorized under Electrical Appliances and Accessories > Electrical Lamps and Wiring Accessories > Lamps & accessories (Ministry of Electronics and Information Technology), Type: Product Specification. [Key Test Methods & Allied Standards]: Test Methods: Textiles Quantitative chemical analysis - Mixtures of cellulose fibres and asbestos method by heating. Terminology: General lighting - Leds and led modules - Terms and definitions. Safety Standards: Photobiological safety of lamps and lamp systems; Application of IS 16108/IEC 62471 for the assessment of blue light hazard to light sources and luminaires. Components & Materials: Protection of persons and equipment by enclosures - Probes for verification (Second Revision); Safety of lamp controlgear: Part 1 general requirements; Household Refrigerating Appliances - Characteristics and Test Methods Part 1 General Requirements (First Revision)
ETD | IS 16103 (Part 2):2025 | LED Modules for General Lighting Part 2 Performance Requirements (First Revision) | Current | 2025-07-30 | 2025 |  | 01 | ETD 23 - Lamps And Related Equipments |  | Product Specification |  | 0 | 0 | 10 |  |  | IEC 62717: 2019 CSV | Ministry of Electronics and Information Technology | https://standards.bis.gov.in/website/standard-details?encryptedId=eyJpdiI6InVxdzAwNGtsS0JjdVFPYm9QdUlZWXc9PSIsInZhbHVlIjoiVTRaMlZlZGhuQ1I1TENpa1RTYlBqZz09IiwibWFjIjoiZTNmYTkzNzA1NjI1Zjg2NWYwM2U0ZjQyNDdlMzZlYjc1OTYxODBmZWU1NWZlOTQzZTRlNTNlZTU1NzRkOTYzNyIsInRhZyI6IiJ9 | Current | 0 | Ministry of Electronics and Information Technology | Electrical Appliances and Accessories | Electrical Lamps and Wiring Accessories | Lamps & accessories | [Title]: IS 16103 (Part 2):2025 — LED Modules for General Lighting Part 2 Performance Requirements (First Revision). [Classification]: Under ETD / ETD 23 - Lamps And Related Equipments, categorized under Electrical Appliances and Accessories > Electrical Lamps and Wiring Accessories > Lamps & accessories (Ministry of Electronics and Information Technology), Type: Product Specification. [Key Test Methods & Allied Standards]: Test Methods: Electromagnetic Compatibility (EMC) Part 3 Limits Section 2 Limits for harmonic current emissions ( equipment input current ? 16 A per phase ) ( Third Revision ); Electromagnetic compatibility (EMC): Part 4 testing and measurement techniques: Sec 7 general guide on harmonic and interharmonics measurements and instrumentation, for power supply systems and equipment eonnected thereto (First Revision); Method of Measurement of Centre Beam Intensity and Beam Angle(S) of Reflector Lamps. Terminology: General lighting - Leds and led modules - Terms and definitions. Components & Materials: Safety of lamp controlgear: Part 2 particular requirements: Sec 13 d.c. or a.c. supplied electronic controlgear for led modules; LED Modules for General Lighting Part 1 Safety Specifications (First Revision)
ETD | IS 9815 (Part 1):2025 | Servo-Motor Operated Automatic Line Voltage Correctors Part 1 Correctors for Single-Phase Applications - Specification ( Third Revision ) | Current | 2025-02-10 | 2025 |  | 03 | ETD 16 - Transformers |  | Product Specification |  | 0 | 0 | 8 | IS 9815 : Part 1 : 1994 |  |  | Ministry of Heavy Industries | https://standards.bis.gov.in/website/standard-details?encryptedId=eyJpdiI6InhqYW9xM3U2MVdMME9ySkRRLzlQSmc9PSIsInZhbHVlIjoiNTVWNEF1QUxBZnVySmZKTGlwUHI1Zz09IiwibWFjIjoiYzJlM2RmYTFiODAwODBmZmRkOGFmMGZiMDdlZGFkNTU3YmM1YzAwZmI4ZTg3ZmMzNTAxOGI5MmZiNWNmZDE3NCIsInRhZyI6IiJ9 | Current | 0 | Ministry of Heavy Industries | Electrical Switchgear and Other Electrical Products/Accessories | Electrical installations and general electricals | Tools and Equipments for live working | [Title]: IS 9815 (Part 1):2025 — Servo-Motor Operated Automatic Line Voltage Correctors Part 1 Correctors for Single-Phase Applications - Specification ( Third Revision ). [Classification]: Under ETD / ETD 16 - Transformers, categorized under Electrical Switchgear and Other Electrical Products/Accessories > Electrical installations and general electricals > Tools and Equipments for live working (Ministry of Heavy Industries), Type: Product Specification. [Key Test Methods & Allied Standards]: Test Methods: Power transformers: Part 2 temperature - Rise (First Revision); Random sampling and randomization procedures (First Revision); Organic light emitting diode OLED displays Part 6-1: Measuring methods of optical and electro-optical parameters; Thermal performance of Windows Doors and Shading Devices Detailed Calculations. Terminology: Electrotechnical vocabulary: Part 38 power transformers and reactors (Second Revision). Safety Standards: Household and Similar Electrical Appliances — Safety Part 1 General Requirements (Seventh Revision). Components & Materials: Power transformers: Part 1 general (Second Revision); Specification for continuously variable voltage auto - Transformers
ETD | IS 13730 (Part 0/Sec 4):2024 | Specification for particular types of winding wires Part 0 General requirements Sec 4 glass - Fibre wound resin or varnish impregnated bare or enamelled rectangular copper wire (Third Revision) | Current | 2025-01-16 | 2024 |  | 03 | ETD 33 - Winding Wire |  | Product Specification |  | 0 | 0 | 6 | IS 13730 : Part 0 : Sec 4 : 2018 |  | IEC 60317-0-4:2020 | Ministry of Power | https://standards.bis.gov.in/website/standard-details?encryptedId=eyJpdiI6ImxCSUlUSk5ZN01RaHZLcFpvcit3WWc9PSIsInZhbHVlIjoiTDRGamduWURDT1FFeXdacGZ6TElVdz09IiwibWFjIjoiY2YyM2NjNDE4MmU3MjJjMWFmZjA0NTk2MjZmZjI4ZDcyMjliYzkzM2JiZjczZDk0NDEyZjQ3MDExMDJjYWViOCIsInRhZyI6IiJ9 | Current | 0 | Ministry of Power | Electrical Switchgear and Other Electrical Products/Accessories | Motors, Winding Wires and Accessories | Winding wires | [Title]: IS 13730 (Part 0/Sec 4):2024 — Specification for particular types of winding wires Part 0 General requirements Sec 4 glass - Fibre wound resin or varnish impregnated bare or enamelled rectangular copper wire (Third Revision). [Classification]: Under ETD / ETD 33 - Winding Wire, categorized under Electrical Switchgear and Other Electrical Products/Accessories > Motors, Winding Wires and Accessories > Winding wires (Ministry of Power), Type: Product Specification. [Key Test Methods & Allied Standards]: Test Methods: Winding wires - Test methods: Part 2 determination of dimensions (First Revision); Winding wires - Methods of Test Part 1 General (Second Revision); Winding Wires - Methods of Test Part 3 Mechanical Properties ( Second Revision ); Winding wires - Test methods: Part 4 chemical properties (Second Revision); Winding wires - Test methods: Part 5 electrical properties (First Revision); (+1 more)
ETD | IS 13730 (Part 2):2024 | Specifications for particular types of winding wires Part 2 Solderable polyurethane enamelled round copper wire class 130 with a bonding layer | Current | 2025-01-16 | 2024 |  | 03 | ETD 33 - Winding Wire |  | Product Specification |  | 0 | 0 | 1 | IS 13730 : Part 2 : 2018 |  | IEC 60317-2:2019+AMD1:2024 CSV | Ministry of Power | https://standards.bis.gov.in/website/standard-details?encryptedId=eyJpdiI6IkJqOHRPa0IrMGEvUWhQUTlXbGl4aGc9PSIsInZhbHVlIjoidXlHeGRCbDU3NGFyQzlKWERuM3BGZz09IiwibWFjIjoiZjMzOWZhZjMyY2FmYzE3Y2VlZTg4MjI3YWIyYjEyYzE0ODQ1M2I1YzhlZjhlYmNlOGIxNjM0NGQ2MzQwMWE5MiIsInRhZyI6IiJ9 | Current | 0 | Ministry of Power | Electrical Switchgear and Other Electrical Products/Accessories | Motors, Winding Wires and Accessories | Winding wires | [Title]: IS 13730 (Part 2):2024 — Specifications for particular types of winding wires Part 2 Solderable polyurethane enamelled round copper wire class 130 with a bonding layer. [Classification]: Under ETD / ETD 33 - Winding Wire, categorized under Electrical Switchgear and Other Electrical Products/Accessories > Motors, Winding Wires and Accessories > Winding wires (Ministry of Power), Type: Product Specification. [Key Test Methods & Allied Standards]: Components & Materials: Specifications for particular types of winding wires – Part 0-1: General requirements – Enamelled round copper wire
ETD | IS 13730 (Part 0/Sec 2):2024 | Particular Types of Winding Wires — Specifications Part 0 General Requirements Section 2 Enamelled Rectangular Copper Wire (Third Revision) | Current | 2024-09-23 | 2024 |  | 03 | ETD 33 - Winding Wire |  | Product Specification |  | 0 | 0 | 5 | IS 13730 : Part 0 : Sec 2 : 2018 |  | IEC 60317-0-2:2020 | Ministry of Power | https://standards.bis.gov.in/website/standard-details?encryptedId=eyJpdiI6IkhxUTY3cW1yZVYxZTFPZDlWU2NscUE9PSIsInZhbHVlIjoialV3cmVRaUZlOXgrSzhRMUxhbG1XQT09IiwibWFjIjoiNGUxZGZiNGE2N2IwZTQxODY2ZjA1MGEyZGRmMWUwNzQ1MWIyZTVlODZiYmI1NjUxZDVlNGI0MDBmMzhlOWMzMCIsInRhZyI6IiJ9 | Current | 0 | Ministry of Power | Electrical Switchgear and Other Electrical Products/Accessories | Motors, Winding Wires and Accessories | Winding wires | [Title]: IS 13730 (Part 0/Sec 2):2024 — Particular Types of Winding Wires — Specifications Part 0 General Requirements Section 2 Enamelled Rectangular Copper Wire (Third Revision). [Classification]: Under ETD / ETD 33 - Winding Wire, categorized under Electrical Switchgear and Other Electrical Products/Accessories > Motors, Winding Wires and Accessories > Winding wires (Ministry of Power), Type: Product Specification. [Key Test Methods & Allied Standards]: Test Methods: Winding wires - Test methods: Part 2 determination of dimensions (First Revision); Winding wires - Methods of Test Part 1 General (Second Revision); Test Procedure for the Determination of the Temperature Index of Enamelled and Tape Wrapped Winding Wires (Third Revision); Metallic materials - Tensile testing - Part 1 : Method of test at room temperature ( Fifth Revision). Codes of Practice: Preferred numbers: Part 1 series of preferred numbers (Second Revision)
ETD | IS 10624:2024 | High-Voltage Fuse-Links for Motor Circuit Applications — Specification (First Revision) | Current | 2024-09-20 | 2024 |  | 01 | ETD 39 - Fuses |  | Product Specification |  | 0 | 0 | 2 | IS 10624 : 1983 |  | IEC 60644:2009+AMD1:2019 (CSV ) | Ministry of Power | https://standards.bis.gov.in/website/standard-details?encryptedId=eyJpdiI6IjNVcHRzdEE0TTRpcEF2WmlqZUpuTmc9PSIsInZhbHVlIjoiNGhMTlZVUTdiY2h3WnJVRFIyKzVHUT09IiwibWFjIjoiMzIxYWQyNjIwOGI4ZDQxMGY3ODVhNzAzNjEyYzU3ZDM1NTFmMTIwYTNiYTJiOTE0MWQ2YzU3NmU4ZTU0MDY1MiIsInRhZyI6IiJ9 | Current | 0 | Ministry of Power | Electrical Switchgear and Other Electrical Products/Accessories | Switchgear, Metering and Accessories | Circuit breakers, switches and disconnectors | [Title]: IS 10624:2024 — High-Voltage Fuse-Links for Motor Circuit Applications — Specification (First Revision). [Classification]: Under ETD / ETD 39 - Fuses, categorized under Electrical Switchgear and Other Electrical Products/Accessories > Switchgear, Metering and Accessories > Circuit breakers, switches and disconnectors (Ministry of Power), Type: Product Specification. [Key Test Methods & Allied Standards]: Components & Materials: High-Voltage Fuses Part 1 Current-Limiting Fuses (Second Revision). Related Standards: Tutorial and application guide for high-voltage fuses
ETD | IS 2993 (Part 1):2024 | a.c. Motor Capacitors Part 1 General - Performance, Testing and Rating - Safety Requirements - Guidance for Installation and Operation ( Third Revision ) | Current | 2024-07-31 | 2024 |  | 03 | ETD 29 - Power Capacitors |  | Product Specification | Mandatory | 79 | 0 | 11 | IS 2993 : 1998, IS 1709 : 1984 |  | IEC 60252-1:2010 | Ministry of Power | https://standards.bis.gov.in/website/standard-details?encryptedId=eyJpdiI6IkV0RXY0UWV2aXNIMU5pYk5zUnJiNVE9PSIsInZhbHVlIjoiTmhYR0p4SEkrTTNRdkdHcmdpQ2taUT09IiwibWFjIjoiNjg2NzljOGU2ZTg3MmRhZTUxYzZjM2Y2ZTRlN2ViNzIxOGI2Nzg1NjIwMjMxMzljZTMxZDhiZmU3NTJjMGU1YiIsInRhZyI6IiJ9 | Current | 0 | Ministry of Power | Electrical Switchgear and Other Electrical Products/Accessories | Switchgear, Metering and Accessories | Power capacitors | [Title]: IS 2993 (Part 1):2024 — a.c. Motor Capacitors Part 1 General - Performance, Testing and Rating - Safety Requirements - Guidance for Installation and Operation ( Third Revision ). [Classification]: Under ETD / ETD 29 - Power Capacitors, categorized under Electrical Switchgear and Other Electrical Products/Accessories > Switchgear, Metering and Accessories > Power capacitors (Ministry of Power), Certification: Mandatory, Type: Product Specification. [Covered Varieties & Grades]: ***2 micro farad to 50 micro farad, 440 V, 50 Hz,Climaticcategory - 25/85/21, Continuous Operation, Class of operationC/D,Self-healing type, Class of safety protection - S0***; 1. Rated capacitance: 55 to 225 microfarads, RatedVoltage:330V, Rated frequency: 50Hz, Climatic categories: 30/70/21, Kindof operation: Intermittent, Type: Electrolytic motor start capacitor, Class of operation- NA, Duty Cycle- 1.7%, Class of safety protection: S2 2. Rated capacitance: 325 microfarads, Rated Voltage:230V, Rated frequency: 50Hz, Climatic categories: 30/70/21, Kind of operation: Intermittent, Type: Electrolytic motor start capacitor, Class of operation- NA, Duty Cycle- 1.7%, Class of safety protection: S2; AC Motor Capacitors, Ratings 1 Micro Farad to 10 Micro Farad, 440V AC, 50Hz, Climatic Category - 40/85/21, Kind of operation - Continuous, Class of Operation - Class B, Self Healing Type, Class of Safety Protection - S0.; Ac motor Capacitor of ratings 2 micro Farad to 72 microfarad440V,50 Hz, Continuous Operation,Class of Operation D, Climatic category- 25/85/21,Self-Healing type, Safety class S0.; Name of product: a.c. Motor Capacitors, Rating- Rated Capacitance: 0.7,1.0,1.25,1.5,1.7,1.75,1.85,2.0,2.25,2.5,3.0,3.15,3.25,3.5,3.75,4.0,4.5,5.0,6.0,7.0,7.5,8.0,9.0,10 Microfarad, Rated voltage: 450 V, Rated frequency: 50Hz, Climatic Categories: 25/85/21, Kind of operation: Continuous operation, Class of operation: Class B, Type: Self -Healing, Class of safety protection: S0; Product: a.c. Motor Capacitors, Rated Capacitance: 6.0 MFDto 72.0 MFD, Rated Voltage: 440 V, Rated Frequency: 50 Hz, ClimaticCategories: 25/85/21, Kind of operation: continuous operation, Class ofoperation: D, Type: self-healing type, Class of safety protection: S0; Rated Capacitance: 0.68 to 72.0 MFD, Rated Voltage: 450 V, Rated Frequency: 50/60 Hz, Climatic Categories: 40/85/21, Kind of operation: Continuous, Class of Operation: B, Type: self-healing, Class of Safety Protection: S0; Rated capacitanc.... [Key Test Methods & Allied Standards]: Test Methods: Method for the determination of the proof and the comparative tracking indices of solid insulating materials (Second Revision); Environmental Testing Part 4 Tests - Test Cab: Damp Heat, Steady State ( Second Revision ); Methods of sampling and test for natural and synthetic perfumery materials: Part 30 determination of peroxide value; Photography - Photographic Grade Chemicals - Test Methods - Part 8 Determination of Volatile Matter. Terminology: Marking Codes for Resistors and Capacitors ( First Revision ). Codes of Practice: Degrees of protection provided by enclosures (IP Code). Components & Materials: Plugs fixed or portable socket-outlets and appliance inlets for industrial purposes Part 1: General requirements Second Revision; Rigid Protective Covers for Live Working on A.C. Installation; Pre-Painted Zinc-Aluminium-Magnesium Alloy Coated Steel Strip And Sheet; Non-Active Surgical Implants - Joint Replacement Implants - Specific Requirements for Knee-Joint Replacement Implants
ETD | IS 2993 (Part 2):2024 | a.c. Motor Capacitors Part 2 Motor Start Capacitors ( Third Revision ) | Current | 2024-07-05 | 2024 |  | 03 | ETD 29 - Power Capacitors |  | Product Specification | Mandatory | 79 | 0 | 11 | IS 2993 : 1998 |  | IEC 60252-2:2010 | Ministry of Power | https://standards.bis.gov.in/website/standard-details?encryptedId=eyJpdiI6IkQ0d1VuK0FOQmdpV0xBSDk4Ri9RQVE9PSIsInZhbHVlIjoieTg3YkVsS0w4YU9LTHJBSklDMVI5UT09IiwibWFjIjoiMDkyNmM0ZjFiZTgwMmZhM2MzOTZmY2I1MzU2MDA3YzJlNjU3N2EwZWNlMjllZDliMTZmZDVkYWE2ZGUyNDcwNyIsInRhZyI6IiJ9 | Current | 0 | Ministry of Power | Electrical Switchgear and Other Electrical Products/Accessories | Switchgear, Metering and Accessories | Power capacitors | [Title]: IS 2993 (Part 2):2024 — a.c. Motor Capacitors Part 2 Motor Start Capacitors ( Third Revision ). [Classification]: Under ETD / ETD 29 - Power Capacitors, categorized under Electrical Switchgear and Other Electrical Products/Accessories > Switchgear, Metering and Accessories > Power capacitors (Ministry of Power), Certification: Mandatory, Type: Product Specification. [Covered Varieties & Grades]: ***2 micro farad to 50 micro farad, 440 V, 50 Hz,Climaticcategory - 25/85/21, Continuous Operation, Class of operationC/D,Self-healing type, Class of safety protection - S0***; 1. Rated capacitance: 55 to 225 microfarads, RatedVoltage:330V, Rated frequency: 50Hz, Climatic categories: 30/70/21, Kindof operation: Intermittent, Type: Electrolytic motor start capacitor, Class of operation- NA, Duty Cycle- 1.7%, Class of safety protection: S2 2. Rated capacitance: 325 microfarads, Rated Voltage:230V, Rated frequency: 50Hz, Climatic categories: 30/70/21, Kind of operation: Intermittent, Type: Electrolytic motor start capacitor, Class of operation- NA, Duty Cycle- 1.7%, Class of safety protection: S2; AC Motor Capacitors, Ratings 1 Micro Farad to 10 Micro Farad, 440V AC, 50Hz, Climatic Category - 40/85/21, Kind of operation - Continuous, Class of Operation - Class B, Self Healing Type, Class of Safety Protection - S0.; Ac motor Capacitor of ratings 2 micro Farad to 72 microfarad440V,50 Hz, Continuous Operation,Class of Operation D, Climatic category- 25/85/21,Self-Healing type, Safety class S0.; Name of product: a.c. Motor Capacitors, Rating- Rated Capacitance: 0.7,1.0,1.25,1.5,1.7,1.75,1.85,2.0,2.25,2.5,3.0,3.15,3.25,3.5,3.75,4.0,4.5,5.0,6.0,7.0,7.5,8.0,9.0,10 Microfarad, Rated voltage: 450 V, Rated frequency: 50Hz, Climatic Categories: 25/85/21, Kind of operation: Continuous operation, Class of operation: Class B, Type: Self -Healing, Class of safety protection: S0; Product: a.c. Motor Capacitors, Rated Capacitance: 6.0 MFDto 72.0 MFD, Rated Voltage: 440 V, Rated Frequency: 50 Hz, ClimaticCategories: 25/85/21, Kind of operation: continuous operation, Class ofoperation: D, Type: self-healing type, Class of safety protection: S0; Rated Capacitance: 0.68 to 72.0 MFD, Rated Voltage: 450 V, Rated Frequency: 50/60 Hz, Climatic Categories: 40/85/21, Kind of operation: Continuous, Class of Operation: B, Type: self-healing, Class of Safety Protection: S0; Rated capacitanc.... [Key Test Methods & Allied Standards]: Test Methods: Method for the determination of the proof and the comparative tracking indices of solid insulating materials (Second Revision); Environmental Testing Part 4 Tests - Test Cab: Damp Heat, Steady State ( Second Revision ); Methods of sampling and test for natural and synthetic perfumery materials: Part 30 determination of peroxide value; Photography - Photographic Grade Chemicals - Test Methods - Part 8 Determination of Volatile Matter. Terminology: Marking Codes for Resistors and Capacitors ( First Revision ). Codes of Practice: Degrees of protection provided by enclosures (IP Code). Components & Materials: Plugs fixed or portable socket-outlets and appliance inlets for industrial purposes Part 1: General requirements Second Revision; Rigid Protective Covers for Live Working on A.C. Installation; Pre-Painted Zinc-Aluminium-Magnesium Alloy Coated Steel Strip And Sheet; Non-Active Surgical Implants - Joint Replacement Implants - Specific Requirements for Knee-Joint Replacement Implants
ETD | IS 16270:2023 | Secondary cells and batteries for solar photovoltaic application - General requirements and methods of test | Current | 2024-01-02 | 2023 |  | 01 | ETD 11 - Secondary Cells And Batteries |  | Product Specification |  | 0 | 0 | 15 |  |  |  | Ministry of Power | https://standards.bis.gov.in/website/standard-details?encryptedId=eyJpdiI6IjQ3aG81ZEpoK2I4Z0FJYUFGZ0ZndUE9PSIsInZhbHVlIjoiUDdQSzZTT3VxL2NGNkZIbXhrc0N2Zz09IiwibWFjIjoiOWY5ZTBmM2VhZTg4NDUyNjZhNTVjNDFlYTI2OWNiYmY4MjhmZDE3NmFlNGRmMmY1ZWI3ZWFlZDI1Yjc0YmQ3NyIsInRhZyI6IiJ9 | Current | 0 | Ministry of Power | Electrical Switchgear and Other Electrical Products/Accessories | Electrical installations and general electricals | Batteries and cells | [Title]: IS 16270:2023 — Secondary cells and batteries for solar photovoltaic application - General requirements and methods of test. [Classification]: Under ETD / ETD 11 - Secondary Cells And Batteries, categorized under Electrical Switchgear and Other Electrical Products/Accessories > Electrical installations and general electricals > Batteries and cells (Ministry of Power), Type: Product Specification. [Key Test Methods & Allied Standards]: Test Methods: General purpose lead - Acid batteries (Valve - Regulated Types): Part 1 general requirements, functional characteristics - Methods of test. Terminology: Solar Photovoltaic Energy Systems Terms, Definitions and Symbols (Second Revision); Electrotechnical vocabulary: Part 15 primary and secondary cells and batteries (Second Revision). Components & Materials: SECONDARY CELLS AND BATTERIES CONTAINING ALKALINE OR OTHER NON-ACID ELECTROLYTES SECONDARY SEALED CELLS AND BATTERIES FOR PORTABLE APPLICATIONS PART 1: NICKEL-CADMIUM; Stationary cells and batteries, lead - Acid type (With Tubular Positive Plates) - Specification (Fourth Revision); Specification for sealed nickel cadmium button type rechargeable single cells; Specification for vented type nickel cadmium batteries; Stationary Lead-Acid Batteries with Tubular Positive Plates in Monobloc Container — Specification (First Revision); (+2 more)
ETD | IS/IEC 62271 (Part 102):2018 | High-Voltage Switchgear and Controlgear Part 102 Alternating Current Disconnectors And Earthing Switches | Current | 2021-09-30 | 2018 |  | 01 | ETD 08 - High Voltage Switchgear And Controlgear |  | Product Specification |  | 0 | 0 | 1 | IS/IEC 62271 : Part 102 : 2003 |  | IEC 62271-102 : 2018 | Ministry of Power | https://standards.bis.gov.in/website/standard-details?encryptedId=eyJpdiI6IjhyM3E5L2lRMFdRUFVkdEs4ZGtHeFE9PSIsInZhbHVlIjoiQ0pWRjZ2QXUxRXpQN3IrUjFuaFFtUT09IiwibWFjIjoiZjVkOTVlZWNiMzNiOGQ1MjVkZDgxOTE3NWUzNzk4YzM5NjFiYmYxNmM3MWRiZDFlMjFlMmMyZTAwNDE3NmE0NSIsInRhZyI6IiJ9 | Current | 0 | Ministry of Power | Electrical Switchgear and Other Electrical Products/Accessories | Switchgear, Metering and Accessories | Circuit breakers, switches and disconnectors | [Title]: IS/IEC 62271 (Part 102):2018 — High-Voltage Switchgear and Controlgear Part 102 Alternating Current Disconnectors And Earthing Switches. [Classification]: Under ETD / ETD 08 - High Voltage Switchgear And Controlgear, categorized under Electrical Switchgear and Other Electrical Products/Accessories > Switchgear, Metering and Accessories > Circuit breakers, switches and disconnectors (Ministry of Power), Type: Product Specification
ETD | IS 1293:2019 | Plugs and Socket-Outlets for Household and Similar Purposes of Rated Voltage up to and Including 250 V and Rated Current up to and Including 16 A - Specification ( Fourth Revision ) | Current | 2019-02-28 | 2019 | 2026 | 03 | ETD 14 - Electrical Wiring Accessories |  | Product Specification | Mandatory | 585 | 0 | 16 |  |  | IEC 60884-1 | Ministry of Power | https://standards.bis.gov.in/website/standard-details?encryptedId=eyJpdiI6IjZsd3gxYzd6TDl3dzZNR3pSdWoxeGc9PSIsInZhbHVlIjoiSjhDMU9BaXUxdHRJSGk1eGJjd3FWUT09IiwibWFjIjoiMGQ4OTM1MmZmZTU0MzYxOTcwZjdkNmY0MjcxM2MwMTFkZGExODhhMTNjZDBkNzExNmU1M2E3ZjVjYjljNWRhZSIsInRhZyI6IiJ9 | Current | 0 | Ministry of Power | Electrical Appliances and Accessories | Plugs, Sockets, Switches and accessories | Switch plugs, sockets and accessories | [Title]: IS 1293:2019 — Plugs and Socket-Outlets for Household and Similar Purposes of Rated Voltage up to and Including 250 V and Rated Current up to and Including 16 A - Specification ( Fourth Revision ). [Classification]: Under ETD / ETD 14 - Electrical Wiring Accessories, categorized under Electrical Appliances and Accessories > Plugs, Sockets, Switches and accessories > Switch plugs, sockets and accessories (Ministry of Power), Certification: Mandatory, Type: Product Specification. [Covered Varieties & Grades]: (1) Molded plug, 6A, 250V, AC, IPX0, With/ Without earthing contact, Non-rewireable, crimped permanent connection, Plugs for appliances of Class I/Class II, Round non solid Pins without insulating sleeve, Thermoplastic material. (2) Molded plug, 16A, 250V, AC, IPX0, With earthing contact, Non-rewireable, crimped permanent connection, Plugs for appliances of Class I, Round non solid Pins without insulating sleeve, Thermoplastic material.; 1. Combined socket outlets, 6A/16A, 240V, ac, IPXO, withearthing contacts, with normal protection, flush type, withshutters.; 3-pin plug, 6A, 240V, ac, IPX0,with earthing contacts, rewirable, with screw type terminals, for classI appliances, without insulating sleeves.; 3-pinplug, 16A, 240V, ac, IPX0, with earthing contacts, rewirable, with screwtype terminals, for class I appliances, without insulatingsleeves.; socket outlets, 16A, 240V, ac, IPXO, withearthing contacts, with normal protection, flush type, withoutshutters.; socket outlets, 6A, 240V, ac, IPXO, withearthing contacts, with normal protection, flush type, without shutters.; 3-Pin Plug, 6A upto and including 16A, upto and including 250V, AC, IPXO, With Earthing Contact, Non-Rewireable, Screwless terminals for rigid and flexible conductors, Class I Appliance, Without Insulating Sleeves.; 3-pin fixed socket outlet, 16A, 240V, AC, IPX0, with earthing contact, Rewireable, Screw Type Terminals, Normal Protection, Flush Type, With/Without Shutters.; 3-pin plug, 16A, 240V, AC, IPX0, With Earthing Contact, Rewireable, Screw Type Terminals, Class-I, Without Insulating Sleeve.; 3-pin plug, 6A, 240V, AC, IPX0, With Earthing Contact, Rewireable, Screw Type Terminals, Class-I, Without Insulating Sleeve.; 3-pin fixed socket outlet, 6A, 240V, AC, IPX0, with earthing contact, Rewireable, Screw Type Terminals, Normal Protection, Flush Type, With/Without Shutters.; Combined socket outlet, 6/16A, 240V, AC, IPX0, with earthing contact, Rewireable, Screw Type Terminals, Normal Protection, .... [Key Test Methods & Allied Standards]: Test Methods: Fire hazard testing: Part 2 test methods: Sec 1 glow - Wire apparatus and common test procedure (Second Revision); Method for the determination of the proof and the comparative tracking indices of solid insulating materials (Second Revision); Environmental Testing Part 7 Tests Section 7 Test Eh: Hammer tests ( First Revision ); Basic environmental testing procedures for electronic and electrical items: Part 5 damp heat (Cyclic) test. Terminology: Electrotechnical vocabulary: Part 74 electrical and magnetic devices (First Revision). Codes of Practice: Boxes and Enclosures for Electrical Accessories for Household and Similar Fixed Electrical Installations — General Requirements ( First Revision ); Degrees of protection provided by enclosures (IP Code). Components & Materials: Protection of persons and equipment by enclosures - Probes for verification (Second Revision); Brass for current carrying parts in electrical wiring accessories - Specification; CONDUIT SYSTEMS FOR CABLE MANAGEMENT OUTSIDE DIAMETERS OF CONDUITS FOR ELECTRICAL INSTALLATIONS AND THREADS FOR CONDUITS AND FITTINGS; Switches for Domestic and Similar Purposes - Specification (Third Revision) Amendment - 1; Interlocking switch socket outlets - Specification (First Revision); (+3 more)
ETD | IS 694:2010 | Polyvinyl chloride insulated unsheathed and sheathed cables/cords with rigid and flexible conductor for rated voltages up to and including 1 100 V (Fourth Revision) | Current | 2011-05-31 | 2010 | 2020 | 04 | ETD 09 - Power Cables |  | Product Specification | Mandatory | 1304 | 0 | 35 |  |  |  | Ministry of Commerce and Industry - Department for Promotion of Industry and Internal Trade (DPIIT), Ministry of Power | https://standards.bis.gov.in/website/standard-details?encryptedId=eyJpdiI6IkZOdVdIUTgzc1ViOGVUb2xUelJEU1E9PSIsInZhbHVlIjoid1JxNmVSamtUelZrTll4bEVROE82QT09IiwibWFjIjoiZmQ1YjRmNGQ0NWRmNjNiZjMwZDQwYmY0N2Q5MTViYzMyYjBhNmEwMDA0MjkxOGI2MmQwOTM3ZDg5OGVmYjgyZiIsInRhZyI6IiJ9 | Current | 0 | Ministry of Commerce and Industry - Department for Promotion of Industry and Internal Trade (DPIIT), Ministry of Power | Electrical Switchgear and Other Electrical Products/Accessories | Cables, Conductors, Wires and Accessories | Power cables | [Title]: IS 694:2010 — Polyvinyl chloride insulated unsheathed and sheathed cables/cords with rigid and flexible conductor for rated voltages up to and including 1 100 V (Fourth Revision). [Classification]: Under ETD / ETD 09 - Power Cables, categorized under Electrical Switchgear and Other Electrical Products/Accessories > Cables, Conductors, Wires and Accessories > Power cables (Ministry of Commerce and Industry - Department for Promotion of Industry and Internal Trade (DPIIT), Ministry of Power), Certification: Mandatory, Type: Product Specification. [Covered Varieties & Grades]: PVC Insulated, Unsheathed/Sheathed, Circular, Cables/Cords with Rigid/Flexible Copper (Bare) Class 5, Insulation Type C,Sheath Type ST2, Category 01/02, for working Voltages upto andincluding 1100 V, for the following varieties: a) Single Core for Sizes upto and including 120 sq mm. b) Multi-core upto and including 04 Cores, Sizes upto and including 120 sq mm.; , COPPER CONDUCTOR CLASS 2, AND CLASS 5, SINGLE CORE MULTICORE, SHEATHED/, WITHOUT IMPROVED FINE PERFORMANCE (FR/FRLSH) CHARATIRISTICS; PVC Insulated, Unsheathed,/Sheathed, Circular/, Class 1/2/5, Insulation Type A/C/D, Sheath Type ST1/ST2/ST3, Category 01/02/FR/GFR-LSH, For working Voltages up to and Including 1100 V, For the following varieties: a) Single Core circular for Sizes upto and including 185 sqmm b) Multi-core circular up to and including 4 Cores, Sizes up to and including 50 sqmm c)Multi-core Flat up to and including 3 Cores, Sizes up to and including 10 sqmm.; PVC Insulated, PVC Sheathed/unsheathed, copper conductor, single core/, conductor class 2 & 5 for sizes as below : 1. Single core cable up to 630mm2 2. Multicore cable Round up to 50mm2 upto 4 core 3. Multicore cable Flat up to 50mm2 upto 3 core; , Unsheathed/Sheathed, Copper (Bare)/Aluminum Conductor, Class 1,2 and 5, Insulation Type A/C/D, Sheath Type ST1/ST2/ST3, Category 01/FR/FR-LSH, i) Cables for fixed wiring a)Single core for sizes upto and including 630 sqmm, b) Multicore circular cable upto and including 4 cores, sizes upto and including 120 sqmm, c)Multicore flat cable upto and including 3 cores, sizes upto and including 95 sqmm. ii), b) Multicore circular cable upto and including 4 cores, sizes from 4 sqmm upto and including 300 sqmm, c)Twisted twin and parallel twin cable upto and including 4 sqmm, d)Multicore circular cable from 6 cores upto and including 25 cores, sizes from 0.5 sqmm upto and including 2.5 sqmm. iii)Flexible cords for multicore upto and including 5 cores and sizes from 0.5 sqmm upto and includ.... [Key Test Methods & Allied Standards]: Test Methods: Methods of test for cables: Part 1 annealing test for wires used as conductors; Methods of test for cables: Part 10 loss of mass test; Methods of test for cables: Part 11 thermal ageing in air; Methods of test for cables: Part 12 shrinkage test; Methods of test for cables: Part 14 heat shock test; (+20 more). Terminology: Electrotechnical Vocabulary Part 32 Electric Cables ( Second Revision ). Codes of Practice: Polyvinyl chloride insulated cables of rated voltages up to and including 450/750 V - Part 3: Non-sheathed cables for fixed wiring. Components & Materials: Drums for Electric Cables - Specification (First Revision); Specification for PVC insulation and sheath of electric cables (First Revision); Conductors for insulated electric cables and flexible cords - Specification (Second Revision). Related Standards: Polyvinyl chloride insulated cables of rated voltages up to and including 450/750 V — Part 1: General requirements; Calculation of the lower and upper limits for the average outer dimensions of cables with circular copper conductors and of rated voltages up to and including 450/750 V; Conductors of insulated cables
ETD | IS 12615:2026 | Line Operated Three Phase ac Motors IE CODE Efficiency Classes and Performance Specification | Current | 2026-04-21 | 2026 |  | 04 | ETD 15 - Rotating Machinery | 29.060.10 | Product Specification | Mandatory | 140 | 0 | 16 | IS 12615:2018 |  | IEC 60034 (Part 30/Sec 1):2014 | Ministry of Power | https://standards.bis.gov.in/website/standard-details?encryptedId=eyJpdiI6IkdSeGpVM1dvNUtvaHE2Nk9qdnJ6TWc9PSIsInZhbHVlIjoiK0NhSHdWN3ZiSWJVOHFkcC9peHZLQT09IiwibWFjIjoiMTY3NGIzYWRlZTJhZThjM2M1NDhhYWMwZDhjNjc4OGQ1MmRjN2I5NDNlNDZmYzI4Yjc3YWJjOTQyMzljMmZlNCIsInRhZyI6IiJ9 | Current | 0 | Ministry of Power | Electrical Switchgear and Other Electrical Products/Accessories | Motors, Winding Wires and Accessories | Motors, Generators & Turbines | [Title]: IS 12615:2026 — Line Operated Three Phase ac Motors IE CODE Efficiency Classes and Performance Specification. [Classification]: Under ETD / ETD 15 - Rotating Machinery, categorized under Electrical Switchgear and Other Electrical Products/Accessories > Motors, Winding Wires and Accessories > Motors, Generators & Turbines (Ministry of Power), Certification: Mandatory, Type: Product Specification. [Covered Varieties & Grades]: 3 phase Squirrel Cage for rated voltage of 415 V 50 Hertz S1 Duty 2/4/6 poles,Efficiency Class IE 2 only,Degree of Protection IP 44,Foot Mounted,Insulation Class B,Rated output from 0.37 kW to 7.5 kW only; Class; Rating; Type; Energy Efficient Induction Motors – Three phase squirrel cage, Rated Voltage 415V, 50Hz, S1 Duty, 4 Poles, Efficiency Class upto and including IE3, Flange Mounted, Insulation Class F, Rated Output for 0.37 kW.; Energy Efficient Induction Motors – Three phase squirrel cage, Rated Voltage 415V, 50Hz, S1/S3 Duty, 2/4/6 Poles, Efficiency Class upto and including IE3, Degree of Protection up to and including IP55, Foot Mounted/ Flange mounted, Insulation Class F, Rated Outputs from 0.37 kW upto 22 kW.; Line Operated Three Phase AC motors, 415V, 50 Hz, S1 Duty, 6 Poles, Efficiency Class IE 2, Foot Mounted, Insulation Class F, Rated Output 0.37 kW.; Line Operated Three Phase a.c. motors, up to and including 415 V,50 Hz, S1 Duty ,2/4/6/8 pole,Efficiency class IE2, Degree of Protection IP 55, foot mounted, Insulation class-F,Rated output from 0.18 kW to up to and including 18.5 kW; Line Operated Three Phase a.c. motors, upto and including 415 V comma 50 Hz, S1 Duty, 2/4/6 Poles, Efficiency Class IE 3/IE 2, Degree of Protection IP55, Foot Mounted/Flange Mounted, Insulation Class F, Rated Output from 0.18 kw upto and including 7.5 kW; Three Phase a.c. motors,Voltage-415 V,Frequency- 50 Hz,Duty- S1,No of Poles-4,Efficiency Class- IE 2,Degree of Protection- IP 55,Foot Mounted,Insulation Class: F,Rated Outputs- 0.37 kW; Line Operated Three Phase ac Motors up to and including 415 V 50 Hz S1 Duty 2/4/6 Poles Efficiency Class IE2 Foot Mounted/Flange Mounted Insulation Class B Degree of Protection IP 44 for Rated output from 0.37 kW to up to and including 15 kW; Three Phase a.c Motors up to and including 690 V, 50 Hz, S1 Duty, 4/6 Poles, Efficiency Class IE2/IE3, Insulation Class F, IP 55, Foot Mounted for Rated Output from 750 kW to up to and includin.... [Key Test Methods & Allied Standards]: Test Methods: Rotating electrical machines — Part 29: Equivalent loading and superposition techniques — Indirect testing to determine temperature rise; Rotating Electrical Machines Part 27 Winding Insulation of Rotating Electrical Machines Section 4 Measurement of insulation resistance and polarization index; Mechanical Vibration of Rotating Electrical Machines with Shaft Heights 56 mm and Higher —Measurement, Evaluation and Limits of Vibration Severity (IEC 60034-14 : 2018, MOD) (Second Revision); Permissible limits of noise levels for rotating electrical machines (First Revision); Rotating Electrical Machines Part 2 Determining Losses and Efficiency from Tests Section 1 Standard Methods (Excluding Machines for Traction Vehicles). Terminology: Electrotechnical Vocabulary: Part 35 Rotating Machinery ( Second Revision ). Codes of Practice: Rotating Electrical Machines Part 8 Terminal Markings and Direction of Rotation ( Third Revision ); Rotating electrical machines Part 5 Degrees of protection provided by the integral design of rotating electrical machines IP code - Classification (Third Revision); Rotating electrical machines - Part 1: Rating and performance. Components & Materials: Explosive Atmospheres Part 0 Equipment — General Requirements ( Third Revision ). Related Standards: Rotating electrical machines — Part 30-1: Efficiency classes of line operated AC motors (IE code); Dimensions and Output Series of Foot Mounted Induction Motors — Frame Numbers 56 to 315 L ( Fourth Revision ); Dimensions and output series for rotating electrical machines (First Revision); Dimensions of flange mounted AC induction motors (third revision); Dimensions of vertical shaft motors for pumps
ETD | IS 8572:2025 | Paper - Covered flexible / stranded copper conductors for transformer leads - Specification | Current | 2026-03-30 | 2025 |  | 02 | ETD 33 - Winding Wire | 29.060.10 | Product Specification |  | 0 | 0 | 2 | IS 8572:1993 |  |  | Ministry of Power | https://standards.bis.gov.in/website/standard-details?encryptedId=eyJpdiI6Ik9yU3pVR093SHp6bDhYZlFDWk5aS0E9PSIsInZhbHVlIjoiNTdTTXBldkVOQzhWaWRSNlIyaGNaQT09IiwibWFjIjoiMzEyZGU0NzhlNTRiODdjYjdkYTQwMzFjMjkzMTljYTA3ZjM0NjAzNTdhOTg2ZmI2NjBjYTQ2YzhkMzZjMjA0MSIsInRhZyI6IiJ9 | Current | 0 | Ministry of Power | Electrical Switchgear and Other Electrical Products/Accessories | Motors, Winding Wires and Accessories | Winding wires | [Title]: IS 8572:2025 — Paper - Covered flexible / stranded copper conductors for transformer leads - Specification. [Classification]: Under ETD / ETD 33 - Winding Wire, categorized under Electrical Switchgear and Other Electrical Products/Accessories > Motors, Winding Wires and Accessories > Winding wires (Ministry of Power), Type: Product Specification. [Key Test Methods & Allied Standards]: Components & Materials: Conductors for insulated electric cables and flexible cords - Specification (Second Revision); Specification for cellulosic papers for electrical purposes: Part 3 specifications for individual materials: Sec 1 general purpose electrical paper
ETD | IS 10322 (Part 5/Sec 3):2026 | Luminaires Part 5: Particular requirements Section 3: Luminaires for road and street lighting (Second Revision) | Current | 2026-02-02 | 2026 |  | 02 | ETD 49 - Illumination Engineering And Luminiaries | ICS 29.140.40; 93.080.30 | Product Specification |  | 0 | 0 | 0 | IS 10322 (Part 5/Sec 3):2012 |  | IEC 6059 (Part 2/Sec 3):2002 | Ministry of Electronics and Information Technology | https://standards.bis.gov.in/website/standard-details?encryptedId=eyJpdiI6Ik5ZNDE0aE9BWUo1cDcxaUhUeHg4SXc9PSIsInZhbHVlIjoiM2lsRzdBeXQxakVGR1RqZlJPZTNjdz09IiwibWFjIjoiMWU2ZGNhM2U3OWUwZWE3YmQ4MWJlMWM3MjRkMDkzOTk5NzgzNzY2NDhhYjk1MTBiYmI1YjQ1Nzc2M2IxM2NlNyIsInRhZyI6IiJ9 | Current | 0 | Ministry of Electronics and Information Technology | Electrical Appliances and Accessories | Lamps, Luminaire and Accessories | Luminaires & lighting | [Title]: IS 10322 (Part 5/Sec 3):2026 — Luminaires Part 5: Particular requirements Section 3: Luminaires for road and street lighting (Second Revision). [Classification]: Under ETD / ETD 49 - Illumination Engineering And Luminiaries, categorized under Electrical Appliances and Accessories > Lamps, Luminaire and Accessories > Luminaires & lighting (Ministry of Electronics and Information Technology), Type: Product Specification
ETD | IS 10322 (Part 5/Sec 7):2026 | Luminaires Part 5: Particular requirements Section 7: Lighting chains (Second Revision) | Current | 2026-02-02 | 2026 |  | 02 | ETD 49 - Illumination Engineering And Luminiaries | ICS 29.140. 40 | Product Specification |  | 0 | 0 | 0 | IS 10322 (Part 5/Sec 7):2017 |  | IEC 60598 (Part 2/Sec 20):2022 | Ministry of Electronics and Information Technology | https://standards.bis.gov.in/website/standard-details?encryptedId=eyJpdiI6IjNvSjFMOGtUOW9mU21RSkpkOHJzalE9PSIsInZhbHVlIjoiMStwbUJoY3FRTUZRcGF2TDYvbWRCZz09IiwibWFjIjoiYWZhMTBiODBkYTlhOGZlNmI2ZTExYmVhMTE4MDdmMWY5NGJiMmZjOTAxNmJjZTNiZjc1MmRiOWZmMDc3NTIxMyIsInRhZyI6IiJ9 | Current | 0 | Ministry of Electronics and Information Technology | Electrical Appliances and Accessories | Lamps, Luminaire and Accessories | National Lighting Code | [Title]: IS 10322 (Part 5/Sec 7):2026 — Luminaires Part 5: Particular requirements Section 7: Lighting chains (Second Revision). [Classification]: Under ETD / ETD 49 - Illumination Engineering And Luminiaries, categorized under Electrical Appliances and Accessories > Lamps, Luminaire and Accessories > National Lighting Code (Ministry of Electronics and Information Technology), Type: Product Specification
ETD | IS/IEC 61730 (Part 1):2023 | Photovoltaic (PV) Module Safety Qualification Part 1 Requirements for Construction (Second Revision) | Current | 2025-06-20 | 2023 |  | 02 | ETD 28 - Solar Photovoltaic Energy Systems |  | Product Specification |  | 0 | 0 | 19 | IS/IEC 61730 : PART 1 : 2016 |  | IEC 61730-1:2023 | Ministry of New and Renewable Energy | https://standards.bis.gov.in/website/standard-details?encryptedId=eyJpdiI6IndiSXNodzBDNG5sYkFhOXR2YjRrdVE9PSIsInZhbHVlIjoiRnlBOUp4WHR5OVExVHhlWUJWR1VOQT09IiwibWFjIjoiMzI1NGUzN2VmYjE3YjYyODBiNDExMzBjMDk2MjcxMWE4NmM1MWIzZjRkZDQ4OTIxZTUzYjc5ZGM5ZDZmMjgzYyIsInRhZyI6IiJ9 | Current | 0 | Ministry of New and Renewable Energy | Electrical Switchgear and Other Electrical Products/Accessories | Renewable energy devices | PV modules | [Title]: IS/IEC 61730 (Part 1):2023 — Photovoltaic (PV) Module Safety Qualification Part 1 Requirements for Construction (Second Revision). [Classification]: Under ETD / ETD 28 - Solar Photovoltaic Energy Systems, categorized under Electrical Switchgear and Other Electrical Products/Accessories > Renewable energy devices > PV modules (Ministry of New and Renewable Energy), Type: Product Specification. [Key Test Methods & Allied Standards]: Test Methods: Electrical insulating materials - Thermal endurance properties: Part 2 determination of thermal endurance properties of electrical insulating materials - Choice of test criteria (First Revision); Insulation Coordination for Equipment Within Low-Voltage Systems Part 1 Principles Requirements and Tests; Insulation coordination for equipment within low - Voltage systems: Part 2 application guide: Sec 1 explanation of the application of the IEC 60664 series, dimensioning examples and dielectric testing (First Revision); Insulation Coordination for Equipment within Low-Voltage Systems Part 3 Use of Coating, Potting or Moulding for Protection against Pollution (First Revision); Method for the determination of the proof and the comparative tracking indices of solid insulating materials (Second Revision); (+1 more). Codes of Practice: Criteria for design of anchor blocks for penstocks with expansion joints (First Revision); Degrees of protection provided by enclosures (IP Code). Components & Materials: Rice bran oil - Specification (Third Revision); GASKETS AND PACKINGS GLAND PACKINGS ASBESTOS SPECIFICATION Third Revision; Textiles Mercerized Cotton Fabrics for Covering Aircrafts and gliders Specification ( Fourth Revision ); LifeBuoys - Specification; Specification for rigid bailers for lifeboats; (+1 more). Related Standards: Thermostats for general purpose electric ovens
ETD | IS 996:2025 | SINGLE PHASE ac INDUCTION MOTORS FOR GENERAL PURPOSE (Fouth Revision) | Current | 2025-05-29 | 2025 |  | 04 | ETD 15 - Rotating Machinery |  | Product Specification | Voluntary | 190 | 0 | 21 | IS 996 : 2009 |  |  | Ministry of Power | https://standards.bis.gov.in/website/standard-details?encryptedId=eyJpdiI6IlZkaFBiT3VPNW9scVdmc0ZzSnczTXc9PSIsInZhbHVlIjoiRGJFMVpOeE9LVXJlTTVXMlliRExxZz09IiwibWFjIjoiNDZkM2Q0ZTBhY2NlMGZjNzIwNDdjOGNhYmJiZmZkOWRkYzJjMzk1OTkwNjhiZmFkOTE0M2I4MjI1MmU5YmQzNCIsInRhZyI6IiJ9 | Current | 0 | Ministry of Power | Electrical Switchgear and Other Electrical Products/Accessories | Motors, Winding Wires and Accessories | Motors, Generators & Turbines | [Title]: IS 996:2025 — SINGLE PHASE ac INDUCTION MOTORS FOR GENERAL PURPOSE (Fouth Revision). [Classification]: Under ETD / ETD 15 - Rotating Machinery, categorized under Electrical Switchgear and Other Electrical Products/Accessories > Motors, Winding Wires and Accessories > Motors, Generators & Turbines (Ministry of Power), Certification: Voluntary, Type: Product Specification. [Covered Varieties & Grades]: 1. Single Phase AC Induction Motor for General Purpose, Ratings- 230V, 50Hz, 2.2 kW, 4 Pole, CSCR comma Continuously rated , Insulation Class-B, Degree of protection against moisture- IP00; 2. Single Phase AC Induction Motor for General Purpose, Ratings- 230V, 50Hz, 0.75 kW, 2 Pole, CSR comma Continuously rated , Insulation Class-B, Degree of protection against moisture- IP00; Single Phase AC Induction Motor for General Purpose Ratings- 230V,50Hz, Insulation Class-B, Degree of protection against moisture:IP00, Continuously rated (1) 0.75 kW-1.5 kW, 4 Pole, CSCR and CSIR (2) 2.2 kW,2 pole, CSR; Rated voltage 230V,50Hz,0.75kW,4 pole, capacitor Start and capacitor Run, Insulation class F, IP44,Foot mounted fan cooled motor, pull out torque(min) 200 percent, Pull up Torque (min) 150 percent, breakaway torque min 200 %,Full load current (max) 6.8A,Breakaway Starting current (max) 48A,Speed on load 1380 RPM,PF (min) 0.8 ,Value of capacitor and Voltage rating of capacitor starting 100-120 micro F/440V, Value of capacitor and Voltage rating of capacitor running 25 micro F/440V Duty S1,type of Enclosure general purpose IP44; Single Phase ac induction motors for general purpose, Rated voltage 230V,50Hz,1.5 kW,4 pole, capacitor Start and capacitor Run, Insulation class F, Foot mounted fan cooled motor, pull out torque(min) 200 percent, Pull up Torque (min) 150 percent, breakaway torque min 200 %,Full load current (max) 12.50 A, Breakaway Starting current (max) 88A,Speed on load 1440 RPM,PF (min) 0.85 ,Value of capacitor and Voltage rating of capacitor starting 200-250 micro F/250V, Value of capacitor and Voltage rating of capacitor running 36 micro F/660V Duty S1,type of Enclosure general purpose IP44; Single Phase A.C. Induction Motors For General Purpose , Rated Voltage 230 V, 50Hz, 750 W to 2200 watt,2 pole, CSR , Insulation class B, IP00 (Open Ventilated), Duty S1; Single Phase A.C. Induction Motors For General Purpose, Rated Voltage 230V, 50Hz, 750W, 2 Pole, Ca.... [Key Test Methods & Allied Standards]: Test Methods: Permissible limits of noise levels for rotating electrical machines (First Revision); Mechanical Vibration of Rotating Electrical Machines with Shaft Heights 56 mm and Higher —Measurement, Evaluation and Limits of Vibration Severity (IEC 60034-14 : 2018, MOD) (Second Revision); Random sampling and randomization procedures (First Revision); Environmental Testing Part 2: Tests - Test B Section 2: Dry Heat; Environmental testing Part 2 Tests Section 30 Test Db: Damp heat cyclic 12 h 12 h cycle. Terminology: Electrotechnical vocabulary: Part 1 fundamental definitions; Electrotechnical Vocabulary: Part 35 Rotating Machinery ( Second Revision ); Designation of methods of cooling of rotating electrical machines (First Revision); Guide for testing single - Phase AC and universal motors. Codes of Practice: VOLTAGE BANDS FOR ELECTRICAL INSTALLATIONS INCLUDING PREFERRED VOLTAGE AND FREQUENCY; Code of Practice for Storage, Installation and Maintenance of Induction Motors ( Third Revision ); Rotating Electrical Machines Part 8 Terminal Markings and Direction of Rotation ( Third Revision ); Rotating electrical machines - Part 1: Rating and performance. Safety Standards: Household and Similar Electrical Appliances — Safety Part 1 General Requirements (Seventh Revision). Components & Materials: Room Air Conditioners Specification Part 1 Unitary Air Conditioners Fourth Revision; Drinking Water Coolers - Specification (Fourth Revision); a.c. Motor Capacitors Part 2 Motor Start Capacitors ( Third Revision ); Ducted and package air - Conditioners - Specification (Second Revision). Related Standards: Dimensions and Output Series of Foot Mounted Induction Motors — Frame Numbers 56 to 315 L ( Fourth Revision ); Electrical insulation - Thermal evaluation and designation (Second Revision); Dimensions of flange mounted AC induction motors (third revision)
ETD | IS/IEC 60127 (Part 2):2014 | Miniature fuses Part 2 Cartridge fuse-links (Second Revision) | Current | 2025-03-24 | 2014 |  | 02 | ETD 39 - Fuses |  | Product Specification |  | 0 | 0 | 2 | IS/IEC 60127 : PART 2 : 2003 |  | IEC 60127-2:2014 and Amd 1:2020 |  | https://standards.bis.gov.in/website/standard-details?encryptedId=eyJpdiI6IkpmMzVmRWF0RTNkSU4yYmdxVkoreHc9PSIsInZhbHVlIjoiNms1VS9adUk1NmF1WEsxUURmRlRadz09IiwibWFjIjoiMjMyMzJhM2FiMTE4OGY5MWE4Yzg0OGYyM2ViYTdhNzViMzJmMTkxMjZmNzk3NzEwOTlmOTQ1YmZmZDk0ZWMxNCIsInRhZyI6IiJ9 | Current | 0 |  | Electrical Appliances and Accessories | Plugs, Sockets, Switches and accessories | Switch plugs, sockets and accessories | [Title]: IS/IEC 60127 (Part 2):2014 — Miniature fuses Part 2 Cartridge fuse-links (Second Revision). [Classification]: Under ETD / ETD 39 - Fuses, categorized under Electrical Appliances and Accessories > Plugs, Sockets, Switches and accessories > Switch plugs, sockets and accessories, Type: Product Specification. [Key Test Methods & Allied Standards]: Test Methods: Basic environmental testing procedures for electronic and electrical items: Part 19 test u: robustness of terminations and integral mounting devices (First Revision); Environmental testing Part 2 Tests Section 20 Tests Ta and Tb: Test methods for solderability and resistance to soldering heat of devices with leads
ETD | IS/IEC 60127 (Part 1):2023 | Miniature Fuses Part 1 Definitions for Miniature Fuses and General Requirements for Miniature Fuse-Links (Second Revision) | Current | 2025-02-10 | 2023 |  | 02 | ETD 39 - Fuses |  | Product Specification |  | 0 | 0 | 2 | IS/IEC 60127 : PART 1 : 2006 |  | IEC 60127-1:2023 | Ministry of Heavy Industries | https://standards.bis.gov.in/website/standard-details?encryptedId=eyJpdiI6Ikk2ck5nQ1VUVU9LTEVySkpmSE9nenc9PSIsInZhbHVlIjoiUzJETEtvd1JTNnBKRVowM2E3Y0xGdz09IiwibWFjIjoiNjQ5MGNmNjNmNzg2NDEzMmY2MTA5ZTJjMzJlNjQwOGZlOTMzM2VhN2Y5YTU4YjY5MTJiMWVhMzI1OGRjYTVhOCIsInRhZyI6IiJ9 | Current | 0 | Ministry of Heavy Industries | Electrical Appliances and Accessories | Plugs, Sockets, Switches and accessories | Switch plugs, sockets and accessories | [Title]: IS/IEC 60127 (Part 1):2023 — Miniature Fuses Part 1 Definitions for Miniature Fuses and General Requirements for Miniature Fuse-Links (Second Revision). [Classification]: Under ETD / ETD 39 - Fuses, categorized under Electrical Appliances and Accessories > Plugs, Sockets, Switches and accessories > Switch plugs, sockets and accessories (Ministry of Heavy Industries), Type: Product Specification. [Key Test Methods & Allied Standards]: Codes of Practice: VOLTAGE BANDS FOR ELECTRICAL INSTALLATIONS INCLUDING PREFERRED VOLTAGE AND FREQUENCY. Components & Materials: Miniature Fuses Part 6 Fuse-Holders for Miniature Fuse-Links (First Revision)
ETD | IS 13730 (Part 17):2024 | Specification for particular types of winding wires Part 17 Polyvinyl acetal enamelled rectangular copper wire class 105 (SECOND REVISION) | Current | 2025-01-16 | 2024 |  | 02 | ETD 33 - Winding Wire |  | Product Specification |  | 0 | 0 | 1 | IS 13730 : Part 17 : 2014 |  | IEC 60317-17:2020 | Ministry of Power | https://standards.bis.gov.in/website/standard-details?encryptedId=eyJpdiI6Im5VQzdyUTIzNkFlRERoSzlNOWRpeXc9PSIsInZhbHVlIjoibGdsczNhMDJWM1lsZ3JPYnVSYVpIdz09IiwibWFjIjoiYTk1MmYwYTZmOWQ5N2MyY2FhZDAyNjAzNmU3MjEwYTQ0YzQyYTA5ZmMwMmJkYjAwOWVjODA3MDZjOGQyNjJlNiIsInRhZyI6IiJ9 | Current | 0 | Ministry of Power | Electrical Switchgear and Other Electrical Products/Accessories | Motors, Winding Wires and Accessories | Winding wires | [Title]: IS 13730 (Part 17):2024 — Specification for particular types of winding wires Part 17 Polyvinyl acetal enamelled rectangular copper wire class 105 (SECOND REVISION). [Classification]: Under ETD / ETD 33 - Winding Wire, categorized under Electrical Switchgear and Other Electrical Products/Accessories > Motors, Winding Wires and Accessories > Winding wires (Ministry of Power), Type: Product Specification. [Key Test Methods & Allied Standards]: Components & Materials: Specifications for particular types of winding wires – Part 0-2: General requirements – Enamelled rectangular copper wire
ETD | IS/IEC 60309 (Part 2):2021 | Plugs fixed or portable socket-outlets and appliance inlets for industrial purposes Part 2: Dimensional compatibility requirements for pin and contact-tube accessories Second Revision | Current | 2023-11-01 | 2021 |  | 02 | ETD 14 - Electrical Wiring Accessories |  | Product Specification |  | 0 | 0 | 0 |  |  | 60309-2 | Ministry of Power | https://standards.bis.gov.in/website/standard-details?encryptedId=eyJpdiI6ImpQTWJPVFFLWm01UGNDcEtzRXRzWmc9PSIsInZhbHVlIjoiQktjbmdXVExTdGtXaEZlVm1jOExaZz09IiwibWFjIjoiYmI4NzVmZGI5MTllMjA5NjgyYzEyMTY3MTZkN2U4OTcyODZjODgwODRhOWEwZTZiMjMwODgyNGE2ZTFjMDIzMCIsInRhZyI6IiJ9 | Current | 0 | Ministry of Power | Electrical Appliances and Accessories | Plugs, Sockets, Switches and accessories | Switch plugs, sockets and accessories | [Title]: IS/IEC 60309 (Part 2):2021 — Plugs fixed or portable socket-outlets and appliance inlets for industrial purposes Part 2: Dimensional compatibility requirements for pin and contact-tube accessories Second Revision. [Classification]: Under ETD / ETD 14 - Electrical Wiring Accessories, categorized under Electrical Appliances and Accessories > Plugs, Sockets, Switches and accessories > Switch plugs, sockets and accessories (Ministry of Power), Type: Product Specification
ETD | IS/IEC 62271 (Part 200):2021 | High-voltage switchgear and Controlgear Part 200 AC metal-enclosed switchgear and Controlgear for rated voltages above 1 kV and up to and Including 52 kV | Current | 2023-10-13 | 2021 |  | 02 | ETD 08 - High Voltage Switchgear And Controlgear |  | Product Specification |  | 0 | 0 | 18 | IS/IEC 62271 : Part 200 : 2011 |  | IEC 62271-200:2021 | Ministry of Power | https://standards.bis.gov.in/website/standard-details?encryptedId=eyJpdiI6IlYyVVoxRVU0S2YxSXlEMFh2ZkR4YWc9PSIsInZhbHVlIjoiUGhwRk1iOUFRa0EzakdNYTR4NWFYdz09IiwibWFjIjoiMjFiNjg2MzAwNGRjN2NhYTczOGJiODFkYTBhZTllNzQ1NDhiZTgzNDU2ZDY1MTlhNmRhMGFkM2JmMDJkOTg3ZSIsInRhZyI6IiJ9 | Current | 0 | Ministry of Power | Electrical Switchgear and Other Electrical Products/Accessories | Switchgear, Metering and Accessories | Circuit breakers, switches and disconnectors | [Title]: IS/IEC 62271 (Part 200):2021 — High-voltage switchgear and Controlgear Part 200 AC metal-enclosed switchgear and Controlgear for rated voltages above 1 kV and up to and Including 52 kV. [Classification]: Under ETD / ETD 08 - High Voltage Switchgear And Controlgear, categorized under Electrical Switchgear and Other Electrical Products/Accessories > Switchgear, Metering and Accessories > Circuit breakers, switches and disconnectors (Ministry of Power), Type: Product Specification. [Key Test Methods & Allied Standards]: Test Methods: High - Voltage test techniques - Partial discharge measurements; Coaxial communication cables: Part 1 - 115 electrical test methods - Test for regularity of impedance (Pulse/step Function Return Loss); Methods of Sampling and Test (Physical and Chemical) for Water and Waste Water Part 74 Vanadium. Terminology: Electrotechnical Vocabulary Part 17 Switchgear and Control Gear (Second Revision); Electrotechnical vocabulary: Part 74 electrical and magnetic devices (First Revision). Codes of Practice: Degrees of protection provided by enclosures (IP Code). Safety Standards: Degrees of protection provided by enclosures for electrical equipment against external mechanical impacts IK Code. Components & Materials: High - Voltage test techniques: Part 1 general definitions and test requirements (Third Revision); High-Voltage Switchgear and Controlgear Part 201 ac Solid-Insulation Enclosed Switchgear and Controlgear for Rated Voltages Above 1 kV up to and Including 52 kV ( First Revision ); Photovoltaic (PV) Module Safety Qualification Part 1 Requirements for Construction (Second Revision); Self-Ballasted LED Lamps for General Lighting Services Part 1 Safety Requirements (First Revision); Equipment for Crop Protection - Sprayer Nozzles - Colour Coding for Identification. Related Standards: Cardiovascular implants - Cardiac valve prostheses; Banking - Personal Identification Number (PIN) Management and Security Part 3 Requirements for Offline PIN Handling in ATM and POS systems
ETD | IS/IEC 62271 (Part 203):2022 | High-voltage switchgear and controlgear Part 203: AC gas-insulated metal-enclosed switchgear for rated voltages above 52 kV | Current | 2023-09-26 | 2022 |  | 02 | ETD 08 - High Voltage Switchgear And Controlgear |  | Product Specification |  | 0 | 0 | 20 | IS/IEC 62271 : Part 203 : 2011 |  | IEC 62271-203:2022 | Ministry of Power | https://standards.bis.gov.in/website/standard-details?encryptedId=eyJpdiI6Imoxcnd5djczOXVLK0VtaWNPS2dkUVE9PSIsInZhbHVlIjoiSi9mQ1FLeWtxMDJtWmdObmp6R2ZuUT09IiwibWFjIjoiZDYyZjU4MWQzMTdjNzgzOWE5ZDE4NTZiMzkzOWUyMzkyZTM2ZWJjODZkNjE3MGUwMzllOTJkY2U1NDE0ZTUxZCIsInRhZyI6IiJ9 | Current | 0 | Ministry of Power | Electrical Switchgear and Other Electrical Products/Accessories | Switchgear, Metering and Accessories | Circuit breakers, switches and disconnectors | [Title]: IS/IEC 62271 (Part 203):2022 — High-voltage switchgear and controlgear Part 203: AC gas-insulated metal-enclosed switchgear for rated voltages above 52 kV. [Classification]: Under ETD / ETD 08 - High Voltage Switchgear And Controlgear, categorized under Electrical Switchgear and Other Electrical Products/Accessories > Switchgear, Metering and Accessories > Circuit breakers, switches and disconnectors (Ministry of Power), Type: Product Specification. [Key Test Methods & Allied Standards]: Test Methods: High - Voltage test techniques - Partial discharge measurements; Methods of Sampling and Test (Physical and Chemical) for Water and Waste Water Part 74 Vanadium. Components & Materials: Photovoltaic (PV) Module Safety Qualification Part 1 Requirements for Construction (Second Revision); Self-Ballasted LED Lamps for General Lighting Services Part 1 Safety Requirements (First Revision); Instrument transformers: Part 3 additional requirements for inductive voltage transformers; Instrument transformers: Part 2 additional requirements for current transformers; Instrument transformers: Part 1 general requirements; (+2 more). Related Standards: Electrical insulation - Thermal evaluation and designation (Second Revision)
ETD | IS 4665 (Part 1):2023 | Hand-Held Motor-Operated Electric Tools Safety Part 1: General requirements Second Revision | Current | 2023-05-23 | 2023 |  | 02 | ETD 15 - Rotating Machinery |  | Product Specification |  | 0 | 0 | 16 |  |  | 60745-1: 2006 | Ministry of Power | https://standards.bis.gov.in/website/standard-details?encryptedId=eyJpdiI6ImZUeVJ1UXh1Q2RSK2hvU3RHeUROWUE9PSIsInZhbHVlIjoieUF2RTJYT0s5L3cwZURhRk5IaFUxQT09IiwibWFjIjoiMTJlMDg4MDIzYWVmZTY2ZWQ1YmMwN2I5ZjZiNGM1MWE4NDBhZGY3NTFlYzU5NGFmODc0MzQ5NzdiOWFhMzQ0YyIsInRhZyI6IiJ9 | Current | 0 | Ministry of Power | Electrical Switchgear and Other Electrical Products/Accessories | Motors, Winding Wires and Accessories | Motors, Generators & Turbines | [Title]: IS 4665 (Part 1):2023 — Hand-Held Motor-Operated Electric Tools Safety Part 1: General requirements Second Revision. [Classification]: Under ETD / ETD 15 - Rotating Machinery, categorized under Electrical Switchgear and Other Electrical Products/Accessories > Motors, Winding Wires and Accessories > Motors, Generators & Turbines (Ministry of Power), Type: Product Specification. [Key Test Methods & Allied Standards]: Test Methods: Method for the determination of the proof and the comparative tracking indices of solid insulating materials (Second Revision); Environmental Testing Part 7 Tests Section 7 Test Eh: Hammer tests ( First Revision ); Plastics — Methods of Testing Part 6 Thermal Properties Section 24 Cellular Plastics — Determination of Horizontal Burning Characteristics of Small Specimens Subjected to a Small Flame (First Revision); Fire Hazard Testing Part 2: Glowinghot-wire based test methods Section 11: Glow-wire flammability test method for end products GWEPT; Fire hazard testing: Part 11 test flames :: Sec 10 50 w horizontal and vertical flame test methods; (+1 more). Codes of Practice: Degrees of protection provided by enclosures (IP Code). Safety Standards: Household and Similar Electrical Appliances — Safety Part 1 General Requirements (Seventh Revision); Graphical Symbols Safety Colours and Safety Signs Registered Safety Signs. Components & Materials: Audio, video and similar electronic apparatus - Safety requirements (Fifth Revision); Switches for appliances: Part 1 general requirements First revision; Safety of Transformers, Reactors, Power Supply Units and Combinations Thereof Part 1 General Requirements and Tests ( First Revision ); Cores made of soft magnetic materials Measuring methods Part 1: Generic specification. Related Standards: Electrical insulation - Thermal evaluation and designation (Second Revision); Dimensions of caps for tungsten filament general service electric lamps; Automatic electrical controls for household and similar use : part 1 General Requirements
ETD | IS/IEC 62275:2018 | Cable management systems - Cable ties for electrical installations | Current | 2022-07-31 | 2018 |  | 02 | ETD 14 - Electrical Wiring Accessories |  | Product Specification |  | 0 | 0 | 6 | IS/IEC 62275 : 2013 |  | 62275: 2018 | Ministry of Power | https://standards.bis.gov.in/website/standard-details?encryptedId=eyJpdiI6IjdwYlZGOEk5MGtSTkJKU2NtT1JvSlE9PSIsInZhbHVlIjoicElNbHNLeVJweEVLQ2tOL1ZaR1pTZz09IiwibWFjIjoiM2QzODQ5YmYwMGVkZGMyNzE4ZjJkNGU1MWNjMjU0OGM0ZmE4ODc4ZmY2M2FhYTNkMTllZWM1ZTI1ZjI2YmRjYiIsInRhZyI6IiJ9 | Current | 0 | Ministry of Power | Electrical Appliances and Accessories | Plugs, Sockets, Switches and accessories | Switch plugs, sockets and accessories | [Title]: IS/IEC 62275:2018 — Cable management systems - Cable ties for electrical installations. [Classification]: Under ETD / ETD 14 - Electrical Wiring Accessories, categorized under Electrical Appliances and Accessories > Plugs, Sockets, Switches and accessories > Switch plugs, sockets and accessories (Ministry of Power), Type: Product Specification. [Key Test Methods & Allied Standards]: Components & Materials: Electrical Insulating Materials -Thermal Endurance Properties -Part 5 Ageing Ovens : Section 1 Single-chamber Ovens
ETD | IS 1248 (Part 1):2021 | Direct Acting Indicating Analogue Electrical Measuring Instruments and their Accessories Part 1 Definitions and General Requirements ( Fifth Revision ) | Current | 2021-10-31 | 2021 |  | 05 | ETD 12 - Measuring Equipment For Basic Electrical Quantities |  | Product Specification |  | 0 | 0 | 10 | IS 1248 : Part 1 : 2003 |  | IEC 60051-1: 2016 | Ministry of Power | https://standards.bis.gov.in/website/standard-details?encryptedId=eyJpdiI6IkU5ZTJtMzdNNk9EVDN3UFd5L2Jtd2c9PSIsInZhbHVlIjoiSjVyZ0ZsWGRmS2JUYVJ4cS81d2lzUT09IiwibWFjIjoiNzAzZjk2YzQ4MzUxNDdkYTRjNWI0MTY0Y2Y1NmY2ZTZmYjFjZjVhMWQ2NTNjY2EzYzkwZjc2OTdmMzk0YzU0YSIsInRhZyI6IiJ9 | Current | 0 | Ministry of Power | Electrical Switchgear and Other Electrical Products/Accessories | Switchgear, Metering and Accessories | Electrical measuring equipment | [Title]: IS 1248 (Part 1):2021 — Direct Acting Indicating Analogue Electrical Measuring Instruments and their Accessories Part 1 Definitions and General Requirements ( Fifth Revision ). [Classification]: Under ETD / ETD 12 - Measuring Equipment For Basic Electrical Quantities, categorized under Electrical Switchgear and Other Electrical Products/Accessories > Switchgear, Metering and Accessories > Electrical measuring equipment (Ministry of Power), Type: Product Specification. [Key Test Methods & Allied Standards]: Test Methods: Direct Acting Indicating Analogue Electrical Measuring Instruments and their Accessories Part 9 Recommended Test Methods (Fourth Revision); Safety requirements for electrical equipment for measurement, control, and laboratory use Part 1 General requirements; Electrical equipment for measurement, control and laboratory use — EMC requirements — Part 1: General requirements. Codes of Practice: Electrical and electronic measurement equipment - Expression of performance (Second Revision); Degrees of protection provided by enclosures (IP Code). Related Standards: Classification of environmental conditions: Part 3 classification of groups of environmental parameters and their severities: Sec 3 stationary use at weatherprotected locations; Packaging — Pictorial marking for handling of goods
ETD | IS 1248 (Part 2):2021 | Direct Acting Indicating Analogue Electrical Measuring Instruments and their Accessories Part 2 Special Requirements for Ammeters and Voltmeters ( Fourth Revision ) | Current | 2021-10-31 | 2021 | 2026 | 04 | ETD 12 - Measuring Equipment For Basic Electrical Quantities |  | Product Specification |  | 0 | 0 | 3 | IS 1248 : Part 2 : 2003 |  | 60051-2: 2018 | Ministry of Power | https://standards.bis.gov.in/website/standard-details?encryptedId=eyJpdiI6InZBM0NqN0U5QzFsc25UQW95K0g4NVE9PSIsInZhbHVlIjoiekdhSEpYd0x6QjNhZGZlYnErYTVqZz09IiwibWFjIjoiNjA0MDEzMzc0NDEzNDMwMTYxY2M4MDVmYmU3MWU4MDE2ZDBkZDE4NDU3YzRjOTc2ZWFkMDEzYzJhMWQ3MGJlMCIsInRhZyI6IiJ9 | Current | 0 | Ministry of Power | Electrical Switchgear and Other Electrical Products/Accessories | Switchgear, Metering and Accessories | Energy meters | [Title]: IS 1248 (Part 2):2021 — Direct Acting Indicating Analogue Electrical Measuring Instruments and their Accessories Part 2 Special Requirements for Ammeters and Voltmeters ( Fourth Revision ). [Classification]: Under ETD / ETD 12 - Measuring Equipment For Basic Electrical Quantities, categorized under Electrical Switchgear and Other Electrical Products/Accessories > Switchgear, Metering and Accessories > Energy meters (Ministry of Power), Type: Product Specification. [Key Test Methods & Allied Standards]: Test Methods: Direct Acting Indicating Analogue Electrical Measuring Instruments and their Accessories Part 9 Recommended Test Methods (Fourth Revision). Components & Materials: Direct Acting Indicating Analogue Electrical Measuring Instruments and their Accessories Part 1 Definitions and General Requirements ( Fifth Revision ); Instrument transformers: Part 2 additional requirements for current transformers
ETD | IS 1248 (Part 3):2021 | Direct Acting Indicating Analogue Electrical Measuring Instruments and their Accessories Part 3 Special Requirements for Wattmeters and Varmeters ( Fourth Revision ) | Current | 2021-10-31 | 2021 | 2026 | 04 | ETD 12 - Measuring Equipment For Basic Electrical Quantities |  | Product Specification |  | 0 | 0 | 2 | IS 1248 : Part 3 : 2003 |  | 60051-3: 2018, | Ministry of Power | https://standards.bis.gov.in/website/standard-details?encryptedId=eyJpdiI6Imw0TjUrcE51M3IvY20rcjdocjJLZmc9PSIsInZhbHVlIjoiYi80eS9LdUl0d09BK0NscXM4Slc1QT09IiwibWFjIjoiNzE4NDMyOGZmZTJiZjkwMDQ1NGVjNzQzMmEwZDM3NWQ3ZTdiMzY0MjAyYTI0OTkwNzZjYzUwMjQwYmM2ODQ1MiIsInRhZyI6IiJ9 | Current | 0 | Ministry of Power | Electrical Switchgear and Other Electrical Products/Accessories | Switchgear, Metering and Accessories | Electrical measuring equipment | [Title]: IS 1248 (Part 3):2021 — Direct Acting Indicating Analogue Electrical Measuring Instruments and their Accessories Part 3 Special Requirements for Wattmeters and Varmeters ( Fourth Revision ). [Classification]: Under ETD / ETD 12 - Measuring Equipment For Basic Electrical Quantities, categorized under Electrical Switchgear and Other Electrical Products/Accessories > Switchgear, Metering and Accessories > Electrical measuring equipment (Ministry of Power), Type: Product Specification. [Key Test Methods & Allied Standards]: Components & Materials: Direct Acting Indicating Analogue Electrical Measuring Instruments and their Accessories Part 1 Definitions and General Requirements ( Fifth Revision )
ETD | IS 1248 (Part 5):2021 | Direct Acting Indicating Analogue Electrical Measuring Instruments and their Accessories Part 5 Special Requirements for Phase Meters, Power Factor Meters and Synchroscopes ( Fourth Revision ) | Current | 2021-10-31 | 2021 |  | 04 | ETD 12 - Measuring Equipment For Basic Electrical Quantities |  | Product Specification |  | 0 | 0 | 1 | IS 1248 : Part 5 : 2003 |  | 60051-5: 2018 | Ministry of Power | https://standards.bis.gov.in/website/standard-details?encryptedId=eyJpdiI6IlNES25XMENBSGtUcnN0Z2V3STVrVVE9PSIsInZhbHVlIjoidDVNbGxOMk9kRTBWeXovTS83THI4QT09IiwibWFjIjoiMThiYjdmNTNlNmRiYzk2MTNiNTk3M2MwYWYyNTJhN2YwNWY2NDY2Zjg2MmJhMmVjYjRiOTM2ODAzYWU3NzM3NyIsInRhZyI6IiJ9 | Current | 0 | Ministry of Power | Electrical Switchgear and Other Electrical Products/Accessories | Switchgear, Metering and Accessories | Electrical measuring equipment | [Title]: IS 1248 (Part 5):2021 — Direct Acting Indicating Analogue Electrical Measuring Instruments and their Accessories Part 5 Special Requirements for Phase Meters, Power Factor Meters and Synchroscopes ( Fourth Revision ). [Classification]: Under ETD / ETD 12 - Measuring Equipment For Basic Electrical Quantities, categorized under Electrical Switchgear and Other Electrical Products/Accessories > Switchgear, Metering and Accessories > Electrical measuring equipment (Ministry of Power), Type: Product Specification. [Key Test Methods & Allied Standards]: Components & Materials: Direct Acting Indicating Analogue Electrical Measuring Instruments and their Accessories Part 1 Definitions and General Requirements ( Fifth Revision )
ETD | IS 1248 (Part 6):2021 | Direct Acting Indicating Analogue Electrical Measuring Instruments and their Accessories Part 6 Special Requirements for Ohmmeters ( Impedance meters ) and Conductance Meters (Fourth Revision) | Current | 2021-10-31 | 2021 | 2026 | 04 | ETD 12 - Measuring Equipment For Basic Electrical Quantities |  | Product Specification |  | 0 | 0 | 1 | IS 1248 : Part 6 : 2003 |  | 60051-6:2017 | Ministry of Power | https://standards.bis.gov.in/website/standard-details?encryptedId=eyJpdiI6IjJ1Nm9nQXRSeFg1aUxTZk1JSStOR0E9PSIsInZhbHVlIjoiUkRYa2l5MW1hSmRPS3BuOSttZHJjZz09IiwibWFjIjoiMWI5NGVhODcyMTE4NTI3MjZhM2M0MWUzOGE0ZWYzOTE2Y2E0YWY4YjA3YjE2YTY1NDU3N2Y2MTk3ZmM0MTMzNiIsInRhZyI6IiJ9 | Current | 0 | Ministry of Power | Electrical Switchgear and Other Electrical Products/Accessories | Switchgear, Metering and Accessories | Electrical measuring equipment | [Title]: IS 1248 (Part 6):2021 — Direct Acting Indicating Analogue Electrical Measuring Instruments and their Accessories Part 6 Special Requirements for Ohmmeters ( Impedance meters ) and Conductance Meters (Fourth Revision). [Classification]: Under ETD / ETD 12 - Measuring Equipment For Basic Electrical Quantities, categorized under Electrical Switchgear and Other Electrical Products/Accessories > Switchgear, Metering and Accessories > Electrical measuring equipment (Ministry of Power), Type: Product Specification. [Key Test Methods & Allied Standards]: Components & Materials: Direct Acting Indicating Analogue Electrical Measuring Instruments and their Accessories Part 1 Definitions and General Requirements ( Fifth Revision )
ETD | IS 1248 (Part 7):2021 | Direct Acting Indicating Analogue Electrical Measuring Instruments and their Accessories Part 7 Special Requirements for Multi-Function Instruments ( Fourth Revision ) | Current | 2021-10-31 | 2021 | 2026 | 04 | ETD 12 - Measuring Equipment For Basic Electrical Quantities |  | Product Specification |  | 0 | 0 | 1 | IS 1248 : Part 7 : 2003 |  | 60051-7: 2017 | Ministry of Power | https://standards.bis.gov.in/website/standard-details?encryptedId=eyJpdiI6Ik5xMlZFckdzQisvNUVPN1c3QWd6Y2c9PSIsInZhbHVlIjoidmE4dmR1QVFRUWFkc1BWYUtoUm1wdz09IiwibWFjIjoiNjVmMmFjNjc1NTQ1ODk2MTNkMTUyNDg2OWU0YTgwOWNhZWI1NzA1OWMwNTExMzVhYWViMmQ5ZjAxOWMzZWZiYyIsInRhZyI6IiJ9 | Current | 0 | Ministry of Power | Electrical Switchgear and Other Electrical Products/Accessories | Switchgear, Metering and Accessories | Electrical measuring equipment | [Title]: IS 1248 (Part 7):2021 — Direct Acting Indicating Analogue Electrical Measuring Instruments and their Accessories Part 7 Special Requirements for Multi-Function Instruments ( Fourth Revision ). [Classification]: Under ETD / ETD 12 - Measuring Equipment For Basic Electrical Quantities, categorized under Electrical Switchgear and Other Electrical Products/Accessories > Switchgear, Metering and Accessories > Electrical measuring equipment (Ministry of Power), Type: Product Specification. [Key Test Methods & Allied Standards]: Components & Materials: Direct Acting Indicating Analogue Electrical Measuring Instruments and their Accessories Part 1 Definitions and General Requirements ( Fifth Revision )
ETD | IS 1248 (Part 8):2021 | Direct Acting Indicating Analogue Electrical Measuring Instruments and their Accessories Part 8 Special Requirements for Accessories ( Fourth Revision ) | Current | 2021-10-31 | 2021 |  | 04 | ETD 12 - Measuring Equipment For Basic Electrical Quantities |  | Product Specification |  | 0 | 0 | 1 | IS 1248 : Part 8 : 2003 |  | 60051-8: 2017 | Ministry of Power | https://standards.bis.gov.in/website/standard-details?encryptedId=eyJpdiI6IlIzcGxQOXl3V00yZ2hTNzZ2ZkFURkE9PSIsInZhbHVlIjoiZktZK1E5ZlhEUThwdmh2aFR3U0ZyUT09IiwibWFjIjoiMzc1ZmQzZGRhN2FhYmE2YzUzM2U1Y2I1NWFjZmI1ODE0Y2U2ZjhjNmIzM2MzZjEzYmMwMGM3NmQ4OWI2NzUwNCIsInRhZyI6IiJ9 | Current | 0 | Ministry of Power | Electrical Switchgear and Other Electrical Products/Accessories | Switchgear, Metering and Accessories | Electrical measuring equipment | [Title]: IS 1248 (Part 8):2021 — Direct Acting Indicating Analogue Electrical Measuring Instruments and their Accessories Part 8 Special Requirements for Accessories ( Fourth Revision ). [Classification]: Under ETD / ETD 12 - Measuring Equipment For Basic Electrical Quantities, categorized under Electrical Switchgear and Other Electrical Products/Accessories > Switchgear, Metering and Accessories > Electrical measuring equipment (Ministry of Power), Type: Product Specification. [Key Test Methods & Allied Standards]: Components & Materials: Direct Acting Indicating Analogue Electrical Measuring Instruments and their Accessories Part 1 Definitions and General Requirements ( Fifth Revision )
ETD | IS 1248 (Part 4):2021 | Direct Acting Indicating Analogue Electrical Measuring Instruments and their Accessories Part 4 Special Requirements for Frequency Meters ( Fourth Revision ) | Current | 2021-10-31 | 2021 | 2026 | 04 | ETD 12 - Measuring Equipment For Basic Electrical Quantities |  | Product Specification |  | 0 | 0 | 2 | IS 1248 : Part 4 : 2003 |  | 60051-4: 2018 | Ministry of Power | https://standards.bis.gov.in/website/standard-details?encryptedId=eyJpdiI6IlhCb0xra0dLcEU1bXBVNG5MZEpTbWc9PSIsInZhbHVlIjoiTEhzZDExc1Uxd0FGREY5a3cxVm1MUT09IiwibWFjIjoiM2JkODZmOGMzN2M0M2FiMzdiOGI4MzRhYmZiNDhjYzljYzk5ZmUwYWU0YmU4MTMxN2I4MWY3OGJkNWMyMzllNiIsInRhZyI6IiJ9 | Current | 0 | Ministry of Power | Electrical Switchgear and Other Electrical Products/Accessories | Switchgear, Metering and Accessories | Electrical measuring equipment | [Title]: IS 1248 (Part 4):2021 — Direct Acting Indicating Analogue Electrical Measuring Instruments and their Accessories Part 4 Special Requirements for Frequency Meters ( Fourth Revision ). [Classification]: Under ETD / ETD 12 - Measuring Equipment For Basic Electrical Quantities, categorized under Electrical Switchgear and Other Electrical Products/Accessories > Switchgear, Metering and Accessories > Electrical measuring equipment (Ministry of Power), Type: Product Specification. [Key Test Methods & Allied Standards]: Test Methods: Direct Acting Indicating Analogue Electrical Measuring Instruments and their Accessories Part 9 Recommended Test Methods (Fourth Revision). Components & Materials: Direct Acting Indicating Analogue Electrical Measuring Instruments and their Accessories Part 1 Definitions and General Requirements ( Fifth Revision )
ETD | IS 4159:2021 | Mineral Filled Sheathed Heating Elements | Current | 2021-05-31 | 2021 | 2021 | 04 | ETD 32 - Electrical Appliances |  | Product Specification | Voluntary | 76 | 0 | 6 |  |  |  |  | https://standards.bis.gov.in/website/standard-details?encryptedId=eyJpdiI6IkRBVkx0bFp5dnZGdk8xbUp4ektWM3c9PSIsInZhbHVlIjoiNm52ZEtFbXkzV0ZpZXA1QTN5Y0s4UT09IiwibWFjIjoiOTRhZDQ3MGZlZGVlMmE3OTFmOWM4YzQ0NDRmYWM1NTZjZTY3ZDlmOTk2ZTI2OTc5OTU2MTRmMTFkZDIwYzU3NCIsInRhZyI6IiJ9 | Current | 0 |  | Electrical Appliances and Accessories | Domestic Appliances | Water heaters | [Title]: IS 4159:2021 — Mineral Filled Sheathed Heating Elements. [Classification]: Under ETD / ETD 32 - Electrical Appliances, categorized under Electrical Appliances and Accessories > Domestic Appliances > Water heaters, Certification: Voluntary, Type: Product Specification. [Covered Varieties & Grades]: 230V, 50Hz, Class 1, ordinary: 1) Water heater 1000, 2000& 3000 watts2) air heating 500, 750, 1000, 1500 & 2000watts; Mineral filled sheathed heating element,5000 W, 230V, 50Hz, Class 1, Ordinary, water heater type; 5000 W ,230V,50H2 AC 2000W 230V 50H2 AC 1250W 230V,50H2 AC; Heating medium: Water, Sheathing material: Copper, Stainless Steel Grade?304, Incoloy 800, Rating:1000 W to 4500 W, 230 V, 50 Hz , Degree of?Protection: IPX0; Mineral Filled Sheathed Heating Element, Heating Medium-Water,?Ratings-Above 1000W upto and including 2500 W, Above 2500W upto and?including 4500W, 230V,50Hz,ac,Degree of Protection-IPX0, Sheathing?material Copper tube; Mineral Filled Sheathed Heating Elements, Heating Medium : Water, Sheathing material: Magnesium Oxide Powder, Rating above 2500W and up to 4500 W.,230 V,50 Hz,Degree of Protection IPXO; Mineral Filled Sheathed Heating Elements Heating Medium : Water, Sheathing Material:Magnesium Oxide Powder, Rating: above 1000 W and up to 2500 W, 230V, 50 Hz, Degree of Protection IPXO; Mineral Filled Sheathed Heating Elements, Heating medium: Water, Sheathing material: Stainless Steel, Rating: above 1000 W and upto 2000 W, 230 V, 50 Hz, IPX0; Mineral Filled Sheathed Heating Elements, Heating medium:Water, Sheathing material:Copper Tube,Insulating Material:Magnesium Oxide,Rating: Upto and Including 1 KW, 230V, 50 Hz,IPX0.; Mineral Filled Sheathed Heating Elements,Medium:Water,Rating:Above 2500 W, 230V, 50Hz, ac, Single Phase, Class-1, Ordinary IPX0, Pollution Degree-I.; Rating 2 kW and upto and including 4.5 kW,230V,50 Hz,ac,Class I,IPX0,suitable for water heating; SEE LICENCE FILE. [Key Test Methods & Allied Standards]: Test Methods: Methods of Test for Vulcanized Rubbers Part 6 Determination of the Effect of Liquids (Fourth Revision). Safety Standards: Household and Similar Electrical Appliances — Safety Part 1 General Requirements (Seventh Revision). Components & Materials: FUEL OILS - SPECIFICATION; Specification for resistance wires, tapes and strips for heating flements
ETD | IS 12762 (Part 3):2020 | Photovoltaic Devices Part 3 Measurement Principles for Terrestrial Photovoltaic PV Solar Devices with Reference Spectral Irradiance Data ( Third Revision ) | Current | 2020-07-31 | 2020 | 2026 | 03 | ETD 28 - Solar Photovoltaic Energy Systems |  | Methods of tests |  | 0 | 0 | 13 |  |  |  | Ministry of New and Renewable Energy | https://standards.bis.gov.in/website/standard-details?encryptedId=eyJpdiI6Imt3UUFUdFVyU0hqVEkvTk1rUEtpREE9PSIsInZhbHVlIjoiZUJNOGluNWl0c2xOR0cyOGFlOEZrZz09IiwibWFjIjoiOWEzMmZmNWY3MzFlYWVkMjVhZGZkMGE5OWUyMTI4NzZkOGJjOWY0ZmUzMjYwMzExNWYyOGIzZjJhMzRhOWE2YSIsInRhZyI6IiJ9 | Current | 0 | Ministry of New and Renewable Energy | Electrical Switchgear and Other Electrical Products/Accessories | Renewable energy devices | Photovoltaic devices | [Title]: IS 12762 (Part 3):2020 — Photovoltaic Devices Part 3 Measurement Principles for Terrestrial Photovoltaic PV Solar Devices with Reference Spectral Irradiance Data ( Third Revision ). [Classification]: Under ETD / ETD 28 - Solar Photovoltaic Energy Systems, categorized under Electrical Switchgear and Other Electrical Products/Accessories > Renewable energy devices > Photovoltaic devices (Ministry of New and Renewable Energy), Type: Methods of tests. [Key Test Methods & Allied Standards]: Test Methods: Photovoltaic Devices Part 7: Computation of the Spectral Mismatch Correction For Measurements of Photovoltaic Devices (First Revision); Photovoltaic Devices Part 1 Measurement of Photovoltaic Current-Voltage Characteristics ( Second Revision ); Photovoltaic devices: Part 5 determination of the equivalent cell temperature (ECT) of photovoltaic (PV) devices by the open - Circuit voltage method (First Revision); Photovoltaic devices – Part 1: Measurement of photovoltaic current-voltage characteristics; Photovoltaic devices – Part 5: Determination of the equivalent cell temperature (ECT) of photovoltaic (PV) devices by the open-circuit voltage method; (+3 more). Related Standards: Photovoltaic Devices Part 2 Requirements for Photovoltaic Reference Devices (Third Revision); Photovoltaic Devices Procedures for Temperature and Irradiance Corrections to Measured I-V Characteristics (Second Revision); Photovoltaic devices – Procedures for temperature and irradiance corrections to measured I-V characteristics; Photovoltaic devices – Part 2: Requirements for photovoltaic reference devices; Photovoltaic devices – Part 9: Solar simulator performance requirements
ETD | IS 369:2019 | Household electric direct - Acting room heaters - Performance requirements (Fourth Revision) | Current | 2019-03-31 | 2019 | 2026 | 04 | ETD 32 - Electrical Appliances |  | Product Specification |  | 0 | 0 | 2 |  |  |  | Ministry of Power | https://standards.bis.gov.in/website/standard-details?encryptedId=eyJpdiI6InRoQ3kzY1piZWlKamc4WDVkcm5ndUE9PSIsInZhbHVlIjoiNnNuaHlGOGxDbzRTOHFHRVRuV28wQT09IiwibWFjIjoiYzNhZDE0ZjBiNzY1NmU0NTdjNTM2OTk5OTllOGQ3YzUwMzhiYzc4ZmZhYjkzODk2Mjc0MWZhODUzZTNmMzllZSIsInRhZyI6IiJ9 | Current | 0 | Ministry of Power | Electrical Appliances and Accessories | Domestic Appliances | Performance of household appliances | [Title]: IS 369:2019 — Household electric direct - Acting room heaters - Performance requirements (Fourth Revision). [Classification]: Under ETD / ETD 32 - Electrical Appliances, categorized under Electrical Appliances and Accessories > Domestic Appliances > Performance of household appliances (Ministry of Power), Type: Product Specification. [Key Test Methods & Allied Standards]: Safety Standards: Household and Similar Electrical Appliances — Safety Part 1 General Requirements (Seventh Revision); Safety of household and similar electrical appliances: Part 2 particular requirements: Sec 30 room heaters (First Revision)
ETD | IS 374:2019 | Specification for electric ceiling type fans and regulators (Third Revision) | Current | 2019-01-31 | 2019 | 2023 | 04 | ETD 32 - Electrical Appliances |  | Product Specification | Mandatory | 214 | 0 | 0 |  |  |  |  | https://standards.bis.gov.in/website/standard-details?encryptedId=eyJpdiI6IkswVTk2dkpCNE9ldHIrVHNPcWNtSGc9PSIsInZhbHVlIjoib0RJSFBiV2tFajl0U0cvWW55bWJWdz09IiwibWFjIjoiOTkyNzQwMDRhZWMxZDdiZDNlNTEzMmY1NmU3ZTYzMTkzNjBlNjJhOWI4YmYwYzIyNTI3YTk2YzZhMDU1M2YyYyIsInRhZyI6IiJ9 | Current | 0 |  | Electrical Appliances and Accessories | Electrical Fans | Fans | [Title]: IS 374:2019 — Specification for electric ceiling type fans and regulators (Third Revision). [Classification]: Under ETD / ETD 32 - Electrical Appliances, categorized under Electrical Appliances and Accessories > Electrical Fans > Fans, Certification: Mandatory, Type: Product Specification. [Covered Varieties & Grades]: 1) Electric Ceiling Type Fans Driven by Squirrel Cage Induction Motor (Capacitor Type) without Speed Regulator/Remote Control, for fan size 1400mm, 230V, 50Hz, Insulation Class-B, Rating Input Wattage-60W, Model No-SL1400IW60 2) Electric Ceiling Type Fans Driven by Squirrel Cage Induction Motor (Capacitor Type) without Speed Regulator/Remote Control, for fan size 1200mm, 230V, 50Hz, Insulation Class-B, Rating Input Wattage-52W, Model No-SL1200IW52 3) Electric Ceiling Type Fans Driven by Squirrel Cage Induction Motor (Capacitor Type) without Speed Regulator/Remote Control, for fan size 900mm, 230V, 50Hz, Insulation Class-B, Rating Input Wattage-53W, Model No-SL900IW53; Electric Ceiling Type Fans, Driven by Squirrel Cage Induction Motor (Capacitor Type) without regulator/Without remote control, for fan size-600mm, 230V, 50Hz, Insulation Class-B, Rating Input Wattage - 66W, Model No. SL600IW66; Electric Ceiling Type Fans driven by Brushless DC motor with electronic type Speed Regulator, For size-1200mm, 230V, 50Hz, Class of Insulation-B, Rating Input Wattage-28W, Model No-SL1200BW28R; Electric Ceiling Type Fans, Driven by Brushless DC Motor with Remote Control Device, For fan size-1200mm, 230V, 50Hz,single Phase, ac, Insulation Class-B, Rating Input Wattage-28W, Model No-SL1200BW28; Electric ceiling type fans, driven by Brushless dc motor fans, with Speed Regulators , for fan size -1200 mm, 230 V, 50 Hz, Insulation Class-B, Rating Input Wattage -30 W, Model No. SL1200BW30R; Electric Ceiling type fans, driven by Brushless DC motor, with remote control device for fan size 1200mm, 230V, 50 Hz, Insulation class B, Rated input wattage 35 W, Model No 48PIL35; Electric ceiling type fans, BLDC Fans, with remote control device for fan size 1200 mm,230V,50Hz ,insulation class F, Rating input Wattage 35 W, Model number ITBLDC1200; Electric ceiling type fans, BLDC Fans, with remote control device for fan size 1500 mm,230V,50Hz ,insulation class B,Rating input Wattage 45 ...
ETD | IS 13730 (Part 4):2018 | Specification for particular types of winding wires: Part 4 solderable polyurethane enamelled round copper wire, class 130, (Second Revision) | Current | 2018-12-31 | 2018 | 2024 | 02 | ETD 33 - Winding Wire |  | Product Specification |  | 0 | 0 | 1 |  |  | NULL | Ministry of Heavy Industries, Ministry of Power | https://standards.bis.gov.in/website/standard-details?encryptedId=eyJpdiI6IjJhM3dLM1dGcVpiM3RCNnV0K3h3SHc9PSIsInZhbHVlIjoibHAvRDE0NDFqNjZ4YWpZSE0yOEY0UT09IiwibWFjIjoiMTE2MmIyZDYyODUyZjRlNzNhOTYwOTFhYWE4NmNlNGIzN2M4MWEzMTA2OGNkZThiNWRkMWQ2YjM1NjBjNWM4MCIsInRhZyI6IiJ9 | Current | 0 | Ministry of Heavy Industries, Ministry of Power | Electrical Switchgear and Other Electrical Products/Accessories | Motors, Winding Wires and Accessories | Winding wires | [Title]: IS 13730 (Part 4):2018 — Specification for particular types of winding wires: Part 4 solderable polyurethane enamelled round copper wire, class 130, (Second Revision). [Classification]: Under ETD / ETD 33 - Winding Wire, categorized under Electrical Switchgear and Other Electrical Products/Accessories > Motors, Winding Wires and Accessories > Winding wires (Ministry of Heavy Industries, Ministry of Power), Type: Product Specification. [Key Test Methods & Allied Standards]: Components & Materials: Specifications for particular types of winding wires: Part 0 general requirements: Sec 1 enamelled round copper wire (Second Revision)
ETD | IS 13730 (Part 0/Sec 1):2018 | Specifications for particular types of winding wires: Part 0 general requirements: Sec 1 enamelled round copper wire (Second Revision) | Current | 2018-11-30 | 2018 | 2024 | 02 | ETD 33 - Winding Wire |  | Product Specification |  | 0 | 0 | 0 |  |  | NULL |  | https://standards.bis.gov.in/website/standard-details?encryptedId=eyJpdiI6IndObjY3ZzJUWXNkaTUvdEFIVWRqSGc9PSIsInZhbHVlIjoic3pidDNrdGw1QVRMS0lRRUZpYjlyUT09IiwibWFjIjoiMmU1NzMzYmE0M2E2N2MyOGQ1ODJhZjFjODBiYTZlZmQ0YmYwYzBkOTk0YzlmMzMzZmYyODZkODY5ZDJkZGY2MiIsInRhZyI6IiJ9 | Current | 0 |  | Electrical Switchgear and Other Electrical Products/Accessories | Motors, Winding Wires and Accessories | Winding wires | [Title]: IS 13730 (Part 0/Sec 1):2018 — Specifications for particular types of winding wires: Part 0 general requirements: Sec 1 enamelled round copper wire (Second Revision). [Classification]: Under ETD / ETD 33 - Winding Wire, categorized under Electrical Switchgear and Other Electrical Products/Accessories > Motors, Winding Wires and Accessories > Winding wires, Type: Product Specification
ETD | IS/IEC 60269 (Part 6):2010 | Low-Voltage Fuses Part 6 Supplementary Requirements for Fuse-Links for the Protection of Solar Photovoltaic Energy Systems | Current / New Pub | 2018-10-31 | 2010 | 2024 | 0 | ETD 39 - Fuses |  | Product Specification |  | 0 | 0 | 1 |  |  | IEC 60269-6 : 2010 | Ministry of Power | https://standards.bis.gov.in/website/standard-details?encryptedId=eyJpdiI6IktIMEdDbDJEakNFUUFiL3FjYWdWdkE9PSIsInZhbHVlIjoiL1NmTzkrakpPRmNyT3phWnlrV3E0UT09IiwibWFjIjoiMTVlMTlhYTk2ZDE1N2IwZmU2ZWUxYjBmMDNhNThhZDgzYTQ0ZDY2YzVhZmNlMjBlZmNmZDNmOWNjOGZiY2NlZSIsInRhZyI6IiJ9 | Published | 0 | Ministry of Power | Electrical Switchgear and Other Electrical Products/Accessories | Electrical installations and general electricals | Fuses | [Title]: IS/IEC 60269 (Part 6):2010 — Low-Voltage Fuses Part 6 Supplementary Requirements for Fuse-Links for the Protection of Solar Photovoltaic Energy Systems. [Classification]: Under ETD / ETD 39 - Fuses, categorized under Electrical Switchgear and Other Electrical Products/Accessories > Electrical installations and general electricals > Fuses (Ministry of Power), Type: Product Specification. [Key Test Methods & Allied Standards]: Codes of Practice: Preferred numbers: Part 1 series of preferred numbers (Second Revision)
ETD | IS 2418 (Part 2):2018 | Tubular fluorescent lamps for general lighting service: Part 2 performance requirements (Second Revision) | Current | 2018-09-30 | 2018 | 2025 | 02 | ETD 23 - Lamps And Related Equipments |  | Product Specification | Voluntary | 2 | 0 | 12 |  |  |  | Ministry of Power | https://standards.bis.gov.in/website/standard-details?encryptedId=eyJpdiI6ImJvWmpiRmZuNytYdWd6UER3ZDNWbFE9PSIsInZhbHVlIjoiZWJRdjZWWCtlcWZURG1FV1ZQN09PUT09IiwibWFjIjoiNzM2NzlhOTYzMzg5YzhkM2RlNjkxZjkwMDdlN2Y3NGYwODUyMjU3YmNkMGYyMGUyYzNmMTdiNWNjODU3ZTZlNCIsInRhZyI6IiJ9 | Current | 0 | Ministry of Power | Electrical Appliances and Accessories | Electrical Lamps and Wiring Accessories | Lamps & accessories | [Title]: IS 2418 (Part 2):2018 — Tubular fluorescent lamps for general lighting service: Part 2 performance requirements (Second Revision). [Classification]: Under ETD / ETD 23 - Lamps And Related Equipments, categorized under Electrical Appliances and Accessories > Electrical Lamps and Wiring Accessories > Lamps & accessories (Ministry of Power), Certification: Voluntary, Type: Product Specification. [Covered Varieties & Grades]: TFL 40W, 6500K, G 13 CAPS. [Key Test Methods & Allied Standards]: Test Methods: Sampling procedures for inspection by attributes: Part 1 sampling schemes indexed by acceptance quality limit (AQL) for lot - By - Lot inspection (Third Revision). Components & Materials: Capacitors for use in tubular fluorescent and other discharge lamp circuits: Part 2 performance requirements; Auxiliaries for lamps starting devices (Other Than Glow Starters) - Performance requirements; Luminaires Part 1 General Requirements and Tests (second revision); AC supplied electronic ballasts for tubular fluorescent lamps - Specification: Part 2 performance requirements; Starters for fluorescent lamps (Third Revision); (+3 more). Related Standards: Ballasts for fluorescent lamps:Part 1 For switch start circuits; Methods of Test for Manually Operated Dusters
ETD | IS 335:2018 | New insulating oils - Specification (Fifth Revision) | Current | 2018-09-30 | 2018 |  | 05 | ETD 03 - Fluids For Electrotechnical Applications |  | Product Specification | Voluntary | 34 | 0 | 23 |  |  |  | Ministry of Power | https://standards.bis.gov.in/website/standard-details?encryptedId=eyJpdiI6Ik50K2lxZit6bmhlL1VXQUJmdjZaUkE9PSIsInZhbHVlIjoiZzM2ZkJDeHNmVnNPNnYzaE1MeTNadz09IiwibWFjIjoiMjFkODRlNjAyZDFjOTI5YzcxZDk4NDU5NmRhMjU5YmVlOTNhMjBiYmJhZTc5YTQ2Njg3YmIyMmU3NzljZWE1ZSIsInRhZyI6IiJ9 | Current | 0 | Ministry of Power | Electrical Switchgear and Other Electrical Products/Accessories | Insulating material and systems | Electrical insulators and insulating oils | [Title]: IS 335:2018 — New insulating oils - Specification (Fifth Revision). [Classification]: Under ETD / ETD 03 - Fluids For Electrotechnical Applications, categorized under Electrical Switchgear and Other Electrical Products/Accessories > Insulating material and systems > Electrical insulators and insulating oils (Ministry of Power), Certification: Voluntary, Type: Product Specification. [Covered Varieties & Grades]: New Insulating Oils - Type I Transformer Oil, Uninhibited, Trace Inhibited and Inhibited.; New Insulating Oils - Type II Transformer Oil, Uninhibited, Trace Inhibited and Inhibited; New Insulating Oils - Type II Transformer Oil, Uninhibited and Inhibited.; New Insulating Oils - Type I Transformer Oil, Uninhibited and Inhibited.; New Insulating Oils; New insulating oil- type I transformer oil, inhibited.; New Insulating Oils - Type I Transformer Oil, Uninhibited.; New Insulating Oils - Type II Transformer Oil, Uninhibited; New Insulating Oils - Type II Transformer Oil, Uninhibited; NEW INSULATING OIL TYPE-II(Uninhibited) TRANSFORMER OIL; Type II Transformer oils, inhibited type, LCSET 0 Degree C.; Type 1 Transformer oil, Antioxidant Additive (Inhibitor) Content- Uninhibited marked with U, and Inhibited marked with I; Type 2 Transformer oil, Antioxidant Additive (Inhibitor) Content- Uninhibited marked with U, and Inhibited marked with I. [Key Test Methods & Allied Standards]: Test Methods: Methods of test for petroleum and its products Part 10 Petroleum and related products from natural or synthetic sources Section 2 Determination of pour point; Insulating liquids - Methods for counting and sizing particles (First Revision); Insulating liquids - Contamination by polychlorinated biphenyls (PCBS) - Method of determination by capillary column gas chromatography; Mineral insulating oils - Determination of kinematic viscosity at very low temperatures; Insulating liquids - Determination of the dielectric dissipation factor by measurement of the conductance and capacitance - Test method; (+15 more). Codes of Practice: Mineral insulating oils in electrical equipment supervision and maintenance guidance (Fourth Revision). Components & Materials: Insulating liquids — Specification for unused liquids based on synthetic aromatic hydrocarbons. Related Standards: Gassing of insulating liquids under electrical stress and ionization
ETD | IS 13730 (Part 20):2018 | Specifications for particular types of winding wires: Part 20 solderable polyurethane enamelled round copper wire, class 155 (Second Revision) | Current | 2018-06-30 | 2018 | 2024 | 02 | ETD 33 - Winding Wire |  | Product Specification |  | 0 | 0 | 1 |  |  |  | Ministry of Heavy Industries, Ministry of Power | https://standards.bis.gov.in/website/standard-details?encryptedId=eyJpdiI6ImZodFdvUkZWRTlremxveHVrc0VTYmc9PSIsInZhbHVlIjoicFBrUnNMQThKODAyUkhVNGtZVGFjZz09IiwibWFjIjoiMGI4OWEwMzdlZDM2MDAxNzcxMzNlMmEzZmI3NmZjNDRmNTQzYzZiMGVjNzg4NTc1YjZlY2FlYzMwMmE4NzFmNSIsInRhZyI6IiJ9 | Current | 0 | Ministry of Heavy Industries, Ministry of Power | Electrical Switchgear and Other Electrical Products/Accessories | Motors, Winding Wires and Accessories | Winding wires | [Title]: IS 13730 (Part 20):2018 — Specifications for particular types of winding wires: Part 20 solderable polyurethane enamelled round copper wire, class 155 (Second Revision). [Classification]: Under ETD / ETD 33 - Winding Wire, categorized under Electrical Switchgear and Other Electrical Products/Accessories > Motors, Winding Wires and Accessories > Winding wires (Ministry of Heavy Industries, Ministry of Power), Type: Product Specification. [Key Test Methods & Allied Standards]: Components & Materials: Specifications for particular types of winding wires: Part 0 general requirements: Sec 1 enamelled round copper wire (Second Revision)
ETD | IS 2082:2018 | Stationary storage type electric water heaters - Specification (Fifth Revision) | Current | 2018-04-30 | 2018 | 2026 | 05 | ETD 32 - Electrical Appliances |  | Product Specification | Mandatory | 91 | 0 | 2 |  |  |  | Ministry of Commerce and Industry - Department for Promotion of Industry and Internal Trade (DPIIT), Ministry of Power | https://standards.bis.gov.in/website/standard-details?encryptedId=eyJpdiI6IkxQanU4QXVBWHZldVFnNnNtUWZsT1E9PSIsInZhbHVlIjoiN3FvM2IyWkNsVmRsVkN0R2c3S2VmQT09IiwibWFjIjoiZDE1YTE1ZTY1YzdiOWIyOTM1NTgwMGYwN2FkOGIyZTNjZDQxZmFlZjNhOWJjNjU5MjkyYmNkYWM2OTQxYmMyNiIsInRhZyI6IiJ9 | Current | 0 | Ministry of Commerce and Industry - Department for Promotion of Industry and Internal Trade (DPIIT), Ministry of Power | Electrical Appliances and Accessories | Domestic Appliances | Water heaters | [Title]: IS 2082:2018 — Stationary storage type electric water heaters - Specification (Fifth Revision). [Classification]: Under ETD / ETD 32 - Electrical Appliances, categorized under Electrical Appliances and Accessories > Domestic Appliances > Water heaters (Ministry of Commerce and Industry - Department for Promotion of Industry and Internal Trade (DPIIT), Ministry of Power), Certification: Mandatory, Type: Product Specification. [Covered Varieties & Grades]: (i) Stationary Storage Type Electric Water Heaters Model No. HPL010L2W8B, Class I, Closed Type, Pollution Degree III, Material Group IIIa, Vitreous Enamelled Tank, 2000W, 230V, AC, 50Hz, Single Phase, 0.8MPa, 10 Litre, IPX4 (ii) Stationary Storage Type Electric Water Heaters Model No. HPL015L2W8B, Class I, Closed Type, Pollution Degree III, Material Group IIIa, Vitreous Enamelled Tank, 2000W, 230V, AC, 50Hz, Single Phase, 0.8MPa, 15 Litre, IPX4 (iii) Stationary Storage Type Electric Water Heaters Model No. HPL025L2W8B, Class I, Closed Type, Pollution Degree III, Material Group IIIa, Vitreous Enamelled Tank, 2000W, 230V, AC, 50Hz, Single Phase, 0.8MPa, 25 Litre, IPX4 (iv) Stationary Storage Type Electric Water Heaters Model No. HPL035L2W8B, Class I, Closed Type, Pollution Degree III, Material Group IIIa, Vitreous Enamelled Tank, 2000W, 230V, AC, 50Hz, Single Phase, 0.8MPa, 35 Litre, IPX4 (v) Stationary Storage Type Electric Water Heaters Model No. HPL050L2W8B, Class I, Closed Type, Pollution Degree III, Material Group IIIa, Vitreous Enamelled Tank, 2000W, 230V, AC, 50Hz, Single Phase, 0.8MPa, 50 Litre, IPX4 (vi) Stationary Storage Type Electric Water Heaters Model No. HPL015L3W8B, Class I, Closed Type, Pollution Degree III, Material Group IIIa, Vitreous Enamelled Tank, 2500W, 230V, AC, 50Hz, Single Phase, 0.8MPa, 15 Litre, IPX4 (vii) Stationary Storage Type Electric Water Heaters Model No. HPL025L3W8B, Class I, Closed Type, Pollution Degree III, Material Group IIIa, Vitreous Enamelled Tank, 2500W, 230V, AC, 50Hz, Single Phase, 0.8MPa, 25 Litre, IPX4.; Name of the Product-Stationary Storage Type Electric Water Heaters, Model No.-AWH OM 10L 2.0KW, Class-Class I, Type-Closed Type, Grade-Pollution Degree III, Material Group-IIIa/IIIb, Material of Inner Tank-Vitreous Enamelled Tank, Rating-2000 W, 230 V, 50 Hz, Single Phase, 0.8 MPa, Capacity-10 Litre, Degree of Protection-IP23.; Model No. V3K10MVP, Class: Class of Appliance I, Type: Closed, Grade Pollution De.... [Key Test Methods & Allied Standards]: Safety Standards: Household and Similar Electrical Appliances — Safety Part 1 General Requirements (Seventh Revision); Household and Similar Electrical Appliances-Safety Part 2 Particular Requirements Section 21 Storage Water Heaters
ETD | IS/IEC 61537:2023 | Cable management Cable tray systems and cable ladder systems (First Revision) | Current | 2026-05-26 | 2023 |  | 01 | ETD 14 - Electrical Wiring Accessories | ICS 29.120.10 | Product Specification | Voluntary | 1 | 0 | 0 | IS/IEC 61537:2006 |  | IEC 61537:2023 | Ministry of Commerce and Industry - Department for Promotion of Industry and Internal Trade (DPIIT) | https://standards.bis.gov.in/website/standard-details?encryptedId=eyJpdiI6Ik81YWhCZy9RSjNEQkxFbkxsYVlJZ0E9PSIsInZhbHVlIjoiWGkrSFRBVE1USEYzUG9wa1d2M2o2QT09IiwibWFjIjoiMWFhNjFhNTczOGEwMGY4ZWY4YjBlMDUwNmFjYmUzOGI1MjYwNGU3MDM5NmE4ZjA4M2Q0ZThhMWNmODdmZDk0NCIsInRhZyI6IiJ9 | Current | 0 | Ministry of Commerce and Industry - Department for Promotion of Industry and Internal Trade (DPIIT) | Electrical Appliances and Accessories | Plugs, Sockets, Switches and accessories | Switch plugs, sockets and accessories | [Title]: IS/IEC 61537:2023 — Cable management Cable tray systems and cable ladder systems (First Revision). [Classification]: Under ETD / ETD 14 - Electrical Wiring Accessories, categorized under Electrical Appliances and Accessories > Plugs, Sockets, Switches and accessories > Switch plugs, sockets and accessories (Ministry of Commerce and Industry - Department for Promotion of Industry and Internal Trade (DPIIT)), Certification: Voluntary, Type: Product Specification. [Covered Varieties & Grades]: Cable Management Cable Tray Systems and Cable Ladder Systems for Metallic, Non flame propagating System Component, Electrical continuity characteristics, Electrically conductive system, Class 3 as per table 8,Min Temperature- (+) 5 degree C and Max Temperature- (+) 120 degree C, Perforation base area classification-D, System component offering impact resistance upto 20J, SWL- for 1.5 meter is 116 kg and SWL- for 3 meter is 29 kg, the Cable and ladder System to be provided without bend
ETD | IS 16783:2026 | Cable Cleats for Electrical Installations (First Revision) | Current | 2026-03-30 | 2026 |  | 01 | ETD 14 - Electrical Wiring Accessories | ICS 29.120.20 | Product Specification |  | 0 | 0 | 0 | IS 16783:2018 |  | IEC 61914:2021 | Ministry of Commerce and Industry - Department for Promotion of Industry and Internal Trade (DPIIT) | https://standards.bis.gov.in/website/standard-details?encryptedId=eyJpdiI6IjRjSkkxcjQxdGpnM3ZGRjRSR2NoOWc9PSIsInZhbHVlIjoiVkVWSnU5MTVmY0FVT0NXSzN5RGU3dz09IiwibWFjIjoiYzIwNDliNmJkOWQ0NjNlNzA0NjMzNzBkZGRlNmRmZmNkM2U5Y2FjMDZjMDczZDA4Y2Y4N2EzZmQ5NGUwOTBhNyIsInRhZyI6IiJ9 | Current | 0 | Ministry of Commerce and Industry - Department for Promotion of Industry and Internal Trade (DPIIT) | Electrical Appliances and Accessories | Plugs, Sockets, Switches and accessories | Switch plugs, sockets and accessories | [Title]: IS 16783:2026 — Cable Cleats for Electrical Installations (First Revision). [Classification]: Under ETD / ETD 14 - Electrical Wiring Accessories, categorized under Electrical Appliances and Accessories > Plugs, Sockets, Switches and accessories > Switch plugs, sockets and accessories (Ministry of Commerce and Industry - Department for Promotion of Industry and Internal Trade (DPIIT)), Type: Product Specification
ETD | IS 17039:2026 | Industrial Cable Reels (First Revision) | Current | 2026-03-30 | 2026 |  | 01 | ETD 14 - Electrical Wiring Accessories | ICS 29.060.01; 29.120.99 | Product Specification |  | 0 | 0 | 0 | IS 17039:2018 |  | IEC 61316:2021 | Ministry of Commerce and Industry - Department for Promotion of Industry and Internal Trade (DPIIT) | https://standards.bis.gov.in/website/standard-details?encryptedId=eyJpdiI6IlJxRUVNS0pGYytNUTUrN1FlM0Y3L1E9PSIsInZhbHVlIjoiS0wvVnR4YW4rQVRwd1ZwWWdsTG5Ndz09IiwibWFjIjoiOGE4OGM5M2E3OWFmZWZjNWJlNGY3M2M5ZmNjZTBmNjVkYTIwZWJmZjkxMzkzMjU1YWZmM2MzMDlmZDViNGNjNiIsInRhZyI6IiJ9 | Current | 0 | Ministry of Commerce and Industry - Department for Promotion of Industry and Internal Trade (DPIIT) | Electrical Appliances and Accessories | Plugs, Sockets, Switches and accessories | Switch plugs, sockets and accessories | [Title]: IS 17039:2026 — Industrial Cable Reels (First Revision). [Classification]: Under ETD / ETD 14 - Electrical Wiring Accessories, categorized under Electrical Appliances and Accessories > Plugs, Sockets, Switches and accessories > Switch plugs, sockets and accessories (Ministry of Commerce and Industry - Department for Promotion of Industry and Internal Trade (DPIIT)), Type: Product Specification
ETD | IS 1146:2026 | Rubber and Plastics Containers for Lead-Acid Storage Batteries — Specification ( Third Revision ) | Current | 2026-03-23 | 2026 |  | 03 | ETD 11 - Secondary Cells And Batteries | 29.220.20 | Product Specification |  | 0 | 0 | 3 | IS 1146:1981 |  |  | Ministry of Heavy Industries | https://standards.bis.gov.in/website/standard-details?encryptedId=eyJpdiI6IklKbHpjS2hpSVpBd29YMVBPTHJudmc9PSIsInZhbHVlIjoiNlU2TmhJWWFQd1l6VnlVUGloVDAzdz09IiwibWFjIjoiZGMxOWMyZTBlMmJiZGE4ZTdkN2FmMjE5ODA2OTZjOWFjZTNiMTJlNzhiYmMxYTcxYzhjODgyYTQzM2VhY2ExOCIsInRhZyI6IiJ9 | Current | 0 | Ministry of Heavy Industries | Electrical Switchgear and Other Electrical Products/Accessories | Electrical installations and general electricals | Batteries and cells | [Title]: IS 1146:2026 — Rubber and Plastics Containers for Lead-Acid Storage Batteries — Specification ( Third Revision ). [Classification]: Under ETD / ETD 11 - Secondary Cells And Batteries, categorized under Electrical Switchgear and Other Electrical Products/Accessories > Electrical installations and general electricals > Batteries and cells (Ministry of Heavy Industries), Type: Product Specification. [Key Test Methods & Allied Standards]: Terminology: Electrotechnical vocabulary: Part 15 primary and secondary cells and batteries (Second Revision). Codes of Practice: RULES FOR ROUNDING OFF NUMERICAL VALUES (Second Revision). Components & Materials: Sulphuric Acid - Specification (Fifth Revision)
ETD | IS/IEC 61439 (Part 3):2024 | Low-voltage switchgear and controlgear assemblies Part 3: Distribution boards intended to be operated by ordinary persons DBO First Revision | Current | 2026-03-17 | 2024 |  | 01 | ETD 07 - Low Voltage Switchgear And Controlgear | ICS 29.130.20 | Product Specification |  | 0 | 0 | 16 | IS/IEC 61439 (Part 3):2012 |  | IEC 61439 (Part 3):2024 | Ministry of Commerce and Industry - Department for Promotion of Industry and Internal Trade (DPIIT) | https://standards.bis.gov.in/website/standard-details?encryptedId=eyJpdiI6IjZQTUV2WS9IaWVGUXpiT1dCNTFLSFE9PSIsInZhbHVlIjoiM2M5czBJU1ZvYkRVdVdiOWM0bzZoUT09IiwibWFjIjoiMjA5MjU2YmZiN2JlNDM3MDQxNzg2M2EwNWE0ZjliMTNkNjdmMGZiMjFhOGU4NDIyNWViNjNiZjJjYzc1YzM4MCIsInRhZyI6IiJ9 | Current | 0 | Ministry of Commerce and Industry - Department for Promotion of Industry and Internal Trade (DPIIT) | Electrical Switchgear and Other Electrical Products/Accessories | Switchgear, Metering and Accessories | Circuit breakers, switches and disconnectors | [Title]: IS/IEC 61439 (Part 3):2024 — Low-voltage switchgear and controlgear assemblies Part 3: Distribution boards intended to be operated by ordinary persons DBO First Revision. [Classification]: Under ETD / ETD 07 - Low Voltage Switchgear And Controlgear, categorized under Electrical Switchgear and Other Electrical Products/Accessories > Switchgear, Metering and Accessories > Circuit breakers, switches and disconnectors (Ministry of Commerce and Industry - Department for Promotion of Industry and Internal Trade (DPIIT)), Type: Product Specification. [Key Test Methods & Allied Standards]: Test Methods: Environmental Testing Part 7 Tests Section 7 Test Eh: Hammer tests ( First Revision ). Codes of Practice: Low-voltage electrical installations – Part 8-82: Functional aspects – Prosumer's low-voltage electrical installations; Switches for household and similar fixed electrical installations – Part 2-4: Particular requirements – Isolating switches. Safety Standards: Type F and type B residual current operated circuit-breakers with and without integral overcurrent protection for household and similar uses; Residual current operated circuit-breakers with integral overcurrent protection for household and similar uses (RCBO's) - Part 2-1: Applicability of the general rules to RCBO's functionally independen; Residual current operated circuitBreakers without integral overcurrent protection for household and similar uses (Rccbs): Part 1 general rules (Second Revision); Residual Current Operated Circuit - Breakers Without Integral Overcurrent Protection for Household and Similar Uses ( RCCB's) Part 3 Applicability of the General Rule to RCCB 's Functionally Independent of Line Voltage; Degrees of protection provided by enclosures for electrical equipment against external mechanical impacts IK Code; (+1 more). Components & Materials: Residual current operated circuit - Breakers with integral overcurrent protection for household and similar uses (Rcbos): Part 2 general rules; Electrical accessories - Circuit - Breakers for overcurrent protection for household and similar installations: Part 1 circuit - Breakers for a.c. operation (First Revision); Residual Current Operated Circuit Breakers Without Integral Overcurrent Protection for Household and Similar Uses (RCCB's) Part 4 Applicability of the General Rules to RCCB's Functionally Dependent on Line Voltage; Low-Voltage Fuses Part 3 Supplementary Requirements for Fuses for Use by Unskilled Persons ( Fuses Mainly for Household and Similar Applications ) — Examples of Standardized Systems of Fuses A to F; General requirements for arc fault detection devices; (+1 more)
ETD | IS/IEC 61439 (Part 4):2024 | Low-Voltage Switchgear and Controlgear Assemblies Part 4: Particular requirements for assemblies for construction sites ACS First Revision | Current | 2026-03-17 | 2024 |  | 01 | ETD 07 - Low Voltage Switchgear And Controlgear | ICS 29.130.20 | Product Specification |  | 0 | 0 | 6 | IS/IEC 61439 (Part 4):2012 |  | IEC 61439 (Part 4):2024 | Ministry of Commerce and Industry - Department for Promotion of Industry and Internal Trade (DPIIT) | https://standards.bis.gov.in/website/standard-details?encryptedId=eyJpdiI6InhrYTB0ajhCZUlCb2JvRXlxcHg4ekE9PSIsInZhbHVlIjoib293VDBITG1qNzlZY0huR1VaTlRCUT09IiwibWFjIjoiNDljNGI3NzhhYWViODYxNmI0M2ExMGIyMGVhMGU5MTg1ZjU3NTRkOTAzNDdjMDcyOGYwNDQzMzQ5YWU2ZTBlNiIsInRhZyI6IiJ9 | Current | 0 | Ministry of Commerce and Industry - Department for Promotion of Industry and Internal Trade (DPIIT) | Electrical Switchgear and Other Electrical Products/Accessories | Switchgear, Metering and Accessories | Circuit breakers, switches and disconnectors | [Title]: IS/IEC 61439 (Part 4):2024 — Low-Voltage Switchgear and Controlgear Assemblies Part 4: Particular requirements for assemblies for construction sites ACS First Revision. [Classification]: Under ETD / ETD 07 - Low Voltage Switchgear And Controlgear, categorized under Electrical Switchgear and Other Electrical Products/Accessories > Switchgear, Metering and Accessories > Circuit breakers, switches and disconnectors (Ministry of Commerce and Industry - Department for Promotion of Industry and Internal Trade (DPIIT)), Type: Product Specification. [Key Test Methods & Allied Standards]: Test Methods: Basic environmental testing procedures for electronic and electrical items: Part 7 impact test: Sec 1 shock (Test Ea) (Second Revision); Environmental testing Part 2: Tests Test Kd Section 43: Hydrogen sulphide test for contacts and connections; Environmental testing - Part 2 Tests Section 42 Test Kc: Sulphur dioxide test for contacts and connections. Codes of Practice: Low-voltage electrical installations − Part 7-704: Requirements for special installations or locations – Construction and demolition site installations. Safety Standards: Safety of transformers, reactors, power supply units and combinations thereof – Part 2-23: Particular requirements and tests for transformers and power supply units for construction sites; Low-voltage switchgear and controlgear assemblies Part 1: General rules (First Revision)
ETD | IS 17120:2026 | In-cable control and protection device IC-CPD for mode 2 charging of electric road vehicles (First Revision) | Current | 2026-03-12 | 2026 |  | 01 | ETD 07 - Low Voltage Switchgear And Controlgear | ICS 29.120.50 | Product Specification |  | 0 | 0 | 57 | IS 17120:2019 |  | IEC 62752:2024 | Ministry of Commerce and Industry - Department for Promotion of Industry and Internal Trade (DPIIT) | https://standards.bis.gov.in/website/standard-details?encryptedId=eyJpdiI6IlFjMFIvcnYyNWVoVm9KcU5oNnN3SXc9PSIsInZhbHVlIjoiV0FRL3JYMEl4NEhLMEZwUjltdmNIZz09IiwibWFjIjoiNWVlMzljZmQ4YmU2YzViOWE5YzcwMTY1YjFlM2JiOTQ5ZTE0MWM5ZDZhNGEyOGYyMmMyNDI1NTE1MTI2NmQwMiIsInRhZyI6IiJ9 | Current | 0 | Ministry of Commerce and Industry - Department for Promotion of Industry and Internal Trade (DPIIT) | Electrical Switchgear and Other Electrical Products/Accessories | Switchgear, Metering and Accessories | Circuit breakers, switches and disconnectors | [Title]: IS 17120:2026 — In-cable control and protection device IC-CPD for mode 2 charging of electric road vehicles (First Revision). [Classification]: Under ETD / ETD 07 - Low Voltage Switchgear And Controlgear, categorized under Electrical Switchgear and Other Electrical Products/Accessories > Switchgear, Metering and Accessories > Circuit breakers, switches and disconnectors (Ministry of Commerce and Industry - Department for Promotion of Industry and Internal Trade (DPIIT)), Type: Product Specification. [Key Test Methods & Allied Standards]: Test Methods: Environmental testing — Part 2-11: Tests — Test Ka: Salt mist; Environmental testing — Part 2-64: Tests — Test Fh: Vibration, broadband random and guidance; Road vehicles — Environmental conditions and testing for electrical and electronic equipment — Part 5: Chemical loads; Plastics — Determination of Charpy impact properties Part 1: Non-instrumented impact test; Electromagnetic compatibility (EMC): Part 4 testing and measurement techniques: Sec 2 electrostatic discharge immunity test (Second Revision); (+15 more). Codes of Practice: Polyvinyl chloride insulated cables of rated voltages up to and including 450/750 V - Part 3: Non-sheathed cables for fixed wiring; Low-voltage electrical installations — Part 4-44: Protection for safety — Protection against voltage disturbances and electromagnetic disturbances; Degrees of protection provided by enclosures (IP Code). Safety Standards: Portable residual current devices (PRCDs) without integral overcurrent protection for household and similar use; Electrically propelled road vehicles — Conductive power transfer — Safety requirements; Degrees of protection provided by enclosures for electrical equipment against external mechanical impacts IK Code; Audio Video Information and Communication Technology Equipment - Part 1: Safety Requirements (Second Revision). Components & Materials: Fixed capacitors for use in electronic equipment —Part 14: Sectional specification — Fixed capacitors for electromagnetic interference suppression and connection to the supply mains; Low-voltage switchgear and controlgear assemblies Part 7: Assemblies for specific applications such as marinas camping sites market squares electric vehicle charging stations (First Revision)); Plugs fixed or portable socket-outlets and appliance inlets for industrial purposes Part 1: General requirements Second Revision; Limits and Methods of Measurement of Radio Disturbance Characteristics PART 2 Electromagnetic Compatibility (EMC) - Requirements for Household Appliances, Electric Tools and Similar Apparatus Section 1 Emission ( Fourth Revision). Related Standards: Polyvinyl chloride insulated cables of rated voltages up to and including 450/750 V - Part 1: General requirements; Rubber insulated cables - Rated voltages up to and including 450/750 V - Part 1: General requirements; Graphical symbols for use on equipment (available at https://www.graphicalsymbols.info/equipment); Plugs and socket-outlets for household and similar purposes — Part 1: General requirements; Charging cables for electric vehicles for rated voltages up to and including 0,6/1 kV — Part 3: Cables for AC charging according to modes 1, 2 and 3 of IEC 61851-1 of rated voltages up to and includin; (+4 more)
ETD | IS/IEC 61439 (Part 5):2023 | Low-voltage switchgear and controlgear assemblies Part 5: Assemblies for power distribution in public networks First Revision | Current | 2026-03-12 | 2023 |  | 01 | ETD 07 - Low Voltage Switchgear And Controlgear | ICS 29.120.40, 29.130.20 | Product Specification |  | 0 | 0 | 0 | IS/IEC 61439 (Part 5):2014 |  | IEC 61439 (Part 5):2023 | Ministry of Commerce and Industry - Department for Promotion of Industry and Internal Trade (DPIIT) | https://standards.bis.gov.in/website/standard-details?encryptedId=eyJpdiI6IldxbGcxNUc3OUttdkZ0YUtCLzNwUWc9PSIsInZhbHVlIjoiSDY3aDFURWpaT1FUU1ZvV3FwYzFQQT09IiwibWFjIjoiMmQ0ODM0ZTE5YWQwMTk4MmYzYmQ5NThkNWUyNGFmODRkNThkYzJjZDk5ZTVhNGY3ZDcwOTYyMjA5ZjQ1ODY1NyIsInRhZyI6IiJ9 | Current | 0 | Ministry of Commerce and Industry - Department for Promotion of Industry and Internal Trade (DPIIT) | Electrical Switchgear and Other Electrical Products/Accessories | Switchgear, Metering and Accessories | Circuit breakers, switches and disconnectors | [Title]: IS/IEC 61439 (Part 5):2023 — Low-voltage switchgear and controlgear assemblies Part 5: Assemblies for power distribution in public networks First Revision. [Classification]: Under ETD / ETD 07 - Low Voltage Switchgear And Controlgear, categorized under Electrical Switchgear and Other Electrical Products/Accessories > Switchgear, Metering and Accessories > Circuit breakers, switches and disconnectors (Ministry of Commerce and Industry - Department for Promotion of Industry and Internal Trade (DPIIT)), Type: Product Specification
ETD | IS 16614 (Part 1):2026 | Double-Capped LED Linear Lamps Part 1 Safety Requirements (First Revision) | Current | 2026-02-02 | 2026 |  | 01 | ETD 23 - Lamps And Related Equipments | 29.140.99 | Product Specification |  | 0 | 0 | 0 | IS 16614 (Part 1):2018 |  | IEC 62776:2014 | Ministry of Power | https://standards.bis.gov.in/website/standard-details?encryptedId=eyJpdiI6Im9jbWJhRFRvUjYrZW9NcHFVeS9ISWc9PSIsInZhbHVlIjoibG9vY1AwZjhIQS80UjI4R0lueFBrQT09IiwibWFjIjoiYjZhMWQ2YWI5NmY1MTgwMjRiMTM4NmYxZDhjNzQ5MGM0ZTU3YjJhZjdhMGNkZjYwZDJjYTk4OTQwNjFiMTA1YSIsInRhZyI6IiJ9 | Current | 0 | Ministry of Power | Electrical Appliances and Accessories | Electrical Lamps and Wiring Accessories | Lamps & accessories | [Title]: IS 16614 (Part 1):2026 — Double-Capped LED Linear Lamps Part 1 Safety Requirements (First Revision). [Classification]: Under ETD / ETD 23 - Lamps And Related Equipments, categorized under Electrical Appliances and Accessories > Electrical Lamps and Wiring Accessories > Lamps & accessories (Ministry of Power), Type: Product Specification
ETD | IS 10322 (Part 5/Sec 8):2026 | Luminaires Part 5: Particular requirements Section 8: Luminaires for emergency lighting (First Revision) | Current | 2026-02-02 | 2026 |  | 01 | ETD 49 - Illumination Engineering And Luminiaries | ICS 29.140. 40 | Product Specification |  | 0 | 0 | 0 | IS 10322 (Part 5/Sec 8):2013 |  | IEC 60598 (Part 2/Sec 22):2021 | Ministry of Electronics and Information Technology | https://standards.bis.gov.in/website/standard-details?encryptedId=eyJpdiI6InlKMVA3bGFuU0JxTVBwNFRFd0FKWHc9PSIsInZhbHVlIjoiZWp2alJZaWxHcHVYczJSZ1hld0RrZz09IiwibWFjIjoiOTFjMzIwOGU1NjRhNjYyNTM1OGMzNzkxNmE2N2ExYWY5ZDdiYjU5MmJjZTE0NWJkZDMxY2FmNmJmYjlhNjk4MiIsInRhZyI6IiJ9 | Current | 0 | Ministry of Electronics and Information Technology | Electrical Appliances and Accessories | Lamps, Luminaire and Accessories | Luminaires & lighting | [Title]: IS 10322 (Part 5/Sec 8):2026 — Luminaires Part 5: Particular requirements Section 8: Luminaires for emergency lighting (First Revision). [Classification]: Under ETD / ETD 49 - Illumination Engineering And Luminiaries, categorized under Electrical Appliances and Accessories > Lamps, Luminaire and Accessories > Luminaires & lighting (Ministry of Electronics and Information Technology), Type: Product Specification
ETD | IS/IEC 62271 (Part 202):2022 | High-voltage switchgear and controlgear Part 202: AC prefabricated substations for rated voltages above 1 kV and up to and including 52 kV (First Revision) | Current | 2025-07-17 | 2022 |  | 01 | ETD 08 - High Voltage Switchgear And Controlgear |  | Product Specification |  | 0 | 0 | 26 | IS/IEC 62271 : Part 202 : 2014 |  | IEC 62271-202:2022 | Ministry of Power | https://standards.bis.gov.in/website/standard-details?encryptedId=eyJpdiI6IlhVSlhVZTJ2Vy83Qkxaam5JSngwNkE9PSIsInZhbHVlIjoiT01sd1F6bjIvcEdZSHVSM08vMTkzZz09IiwibWFjIjoiYmQxZGI3NjBkODYwM2YzNjIyY2I0ZDEwZDFkODFjZmUzMDgyOWU2ZjViMjBjNDVlOWMxODRkNGYxMjEwOWJiMSIsInRhZyI6IiJ9 | Current | 0 | Ministry of Power | Electrical Switchgear and Other Electrical Products/Accessories | Switchgear, Metering and Accessories | Circuit breakers, switches and disconnectors | [Title]: IS/IEC 62271 (Part 202):2022 — High-voltage switchgear and controlgear Part 202: AC prefabricated substations for rated voltages above 1 kV and up to and including 52 kV (First Revision). [Classification]: Under ETD / ETD 08 - High Voltage Switchgear And Controlgear, categorized under Electrical Switchgear and Other Electrical Products/Accessories > Switchgear, Metering and Accessories > Circuit breakers, switches and disconnectors (Ministry of Power), Type: Product Specification. [Key Test Methods & Allied Standards]: Test Methods: Power transformers: Part 2 temperature - Rise (First Revision); Power transformers: Part 5 ability to with stand short circuit (First Revision); Method of test for non-combustibility of building materials (First Revision); Power transformers: Part 10 determination of sound levels ( First Revision ); Metallic materials Rockwell hardness testPart 1: Test method (Sixth Revision); (+1 more). Terminology: Electrotechnical Vocabulary Part 32 Electric Cables ( Second Revision ); Selection and Dimensioning of High-Voltage Insulators Intended for Use in Polluted Conditions Part 1 Definitions, Information and General Principles; Fine Ceramics Advanced Ceramics Advanced Technical Ceramics Vocabulary First Revision; CIRCULAR ECONOMY - VOCABULARY, PRINCIPLES, AND GUIDANCE FOR IMPLEMENTATION. Codes of Practice: Classification of environmental conditions: Part 1 environmental parameters and their severities (First Revision); Classification of environmental conditions: Part 2 environmental conditions appearing in nature: Sec 2 precipitation and wind (First Revision); Degrees of protection provided by enclosures (IP Code); Power transformers: Part 7 loading guide for oil - Immersed power transformers; Power transformers: Part 12 loading guide for dry - Type power transformers. Safety Standards: Small craft - Stability and buoyancy assessment and categorization Part 1: Non-sailing boats of hull length greater than or equal to 6 m. Components & Materials: Power transformers: Part 1 general (Second Revision); High-Voltage Switchgear and Controlgear Part 201 ac Solid-Insulation Enclosed Switchgear and Controlgear for Rated Voltages Above 1 kV up to and Including 52 kV ( First Revision ); Agricultural tractors front-mounted equipment Part 3 power take-off- General specifications and locations; Dental Rotary Instruments - Cutters Part 4 Miniature Carbide Laboratory Cutters. Related Standards: Low-Voltage Switchgear and Controlgear Assemblies Part 0 Guidance to Specifying Assemblies; Cards and security devices for personal identification Contactless proximity objects Part 1: Physical characteristics; Security and resilience Community resilience Guidelines for conducting peer reviews
ETD | IS/IEC/TS 62915:2023 | Photovoltaic (PV) Modules -Type Approval, Design and Safety Qualification Retesting (First Revision) | Current | 2025-06-20 | 2023 |  | 01 | ETD 28 - Solar Photovoltaic Energy Systems |  | Product Specification |  | 0 | 0 | 2 | IS/IEC/TS 62915 : 2018 |  | IEC TS 62915:2023 | Ministry of New and Renewable Energy | https://standards.bis.gov.in/website/standard-details?encryptedId=eyJpdiI6IkZ0Z3o5UVF3UlZsRG1KTXF4WGtEOFE9PSIsInZhbHVlIjoiRVgwenpZRCs0LzlWTThQc3RvKzVLZz09IiwibWFjIjoiODNiNTc2MmVhMDUyN2U1N2Y5ZjAyMjY3NWE3ZjFiNmNmMGM0MTQzMTEzMTYwZDY5MDIxYjFjN2FiOGMyODZlZSIsInRhZyI6IiJ9 | Current | 0 | Ministry of New and Renewable Energy | Electrical Switchgear and Other Electrical Products/Accessories | Renewable energy devices | PV modules | [Title]: IS/IEC/TS 62915:2023 — Photovoltaic (PV) Modules -Type Approval, Design and Safety Qualification Retesting (First Revision). [Classification]: Under ETD / ETD 28 - Solar Photovoltaic Energy Systems, categorized under Electrical Switchgear and Other Electrical Products/Accessories > Renewable energy devices > PV modules (Ministry of New and Renewable Energy), Type: Product Specification. [Key Test Methods & Allied Standards]: Codes of Practice: Common Yoga Protocol -Yoga Practices. Components & Materials: Vaccine Carriers - General Requirements and Test Methods
ETD | IS 8144:2025 | Multipurpose Dry Batteries Specification (Third Revision) | Current | 2025-06-20 | 2025 |  | 03 | ETD 10 - Primary Cells And Batteries |  | Product Specification | Mandatory | 11 | 0 | 2 | IS 8144 : 2018 |  |  | Ministry of Consumer Affairs, Food and Public Distribution - Department of Consumer Affairs | https://standards.bis.gov.in/website/standard-details?encryptedId=eyJpdiI6InZJWFdOei9hVkFCKzVZbUR3SlRBQ0E9PSIsInZhbHVlIjoiUmNFaGRlWk5QSXpaTXo3MTRzdUdPQT09IiwibWFjIjoiZjg5ZjJjNDM4YzAzZWVlODA0YzVlYTRhNDYxMTU0ZWRkNTcxNmY3MzA5YjdjYjk4ZmY0NTE0OGNmYTMzNThhMyIsInRhZyI6IiJ9 | Current | 0 | Ministry of Consumer Affairs, Food and Public Distribution - Department of Consumer Affairs | Household Products Appliances(non-electrical) | Batteries | Batteries & cells | [Title]: IS 8144:2025 — Multipurpose Dry Batteries Specification (Third Revision). [Classification]: Under ETD / ETD 10 - Primary Cells And Batteries, categorized under Household Products Appliances(non-electrical) > Batteries > Batteries & cells (Ministry of Consumer Affairs, Food and Public Distribution - Department of Consumer Affairs), Certification: Mandatory, Type: Product Specification. [Covered Varieties & Grades]: MULTIPURPOSE DRY BATTERY R03; Multipurpose Dry Batteries, Type- R6, Category- Standard (S); Multipurpose Dry Batteries, Type: R03 & R6, Category:High Power (P).; Multipurpose Dry Batteries, TypeR03; Multipurpose Dry Batteries, Type R6,Category: Standard (R6S) and High Power (R6P); Multipurpose Dry Batteries: Designation R20 (Standard) and (High Power); Multipurpose dry batteries, R-20 designation; Multipurpose dry batteries, Designation R03; Multipurpose dry batteries, designation R 20 only; Multipurpose dry batteries, Type - R6, Category - High Power(P); Name of the product Multipurpose Dry Batteries Type R03, R6S, R6P,R20P; R6S; R20P; R03; R6P; R20S; Type : R6; Category : Standard (S) and High Power (P).. [Key Test Methods & Allied Standards]: Test Methods: Primary batteries - General (Second Revision). Terminology: Electrotechnical vocabulary: Part 15 primary and secondary cells and batteries (Second Revision)
ETD | IS 2069:2025 | Drums for covered winding wires and strips for electrical purposes - Specification (Third Revision) | Current | 2025-05-23 | 2025 |  | 03 | ETD 33 - Winding Wire |  | Product Specification |  | 0 | 0 | 7 | IS 2069 : 1991 |  |  | Ministry of Power | https://standards.bis.gov.in/website/standard-details?encryptedId=eyJpdiI6IkUwWGF5SDdaU25vbVdQOGYwU3AxQXc9PSIsInZhbHVlIjoiMzJIbmM5VkhXeHJGSEFOOGtSTTdlZz09IiwibWFjIjoiNjEyZTYxNmRmZjc2MzY2MTgxZDgyZjc4ZTI0MzliOTQ0YWU5YTAyNDFiY2VhMDY5ZTNhMDBlMTBjYzg0NTYwMCIsInRhZyI6IiJ9 | Current | 0 | Ministry of Power | Electrical Switchgear and Other Electrical Products/Accessories | Motors, Winding Wires and Accessories | Winding wires | [Title]: IS 2069:2025 — Drums for covered winding wires and strips for electrical purposes - Specification (Third Revision). [Classification]: Under ETD / ETD 33 - Winding Wire, categorized under Electrical Switchgear and Other Electrical Products/Accessories > Motors, Winding Wires and Accessories > Winding wires (Ministry of Power), Type: Product Specification. [Key Test Methods & Allied Standards]: Test Methods: Packaging of winding wires: Part 4 methods of test: Sec 1 delivery spools made from thermoplastic materials (First Revision). Components & Materials: Packaging of winding wires: Part 2 cylindrical barrelled delivery spools: Sec 2 specification for returnable spools made fromThermoplastic materials; Packaging of winding wires: Part 3 taper barrelled delivery spools: Sec 2 specification for returnable spools made fromThermoplastic materials. Related Standards: Packaging of winding wires: Part 2 cylindrical barrelled delivery spools: Sec 1 basic dimensions; Packag - Ing of winding wires: Part 3 taper barrelled delivery spools: Sec 1 basic dimensions; Packaging of winding wires: Part 3 taper barrelled delivery spools: Sec 4 basic dimensions of containers for taper barrelled delivery spools
ETD | IS/IEC 60127 (Part 6):2023 | Miniature Fuses Part 6 Fuse-Holders for Miniature Fuse-Links (First Revision) | Current | 2025-03-24 | 2023 |  | 01 | ETD 39 - Fuses |  | Product Specification |  | 0 | 0 | 22 | IS/IEC 127 : PART 6 : 1994 |  | IEC 60127-6:2023 |  | https://standards.bis.gov.in/website/standard-details?encryptedId=eyJpdiI6IlYvdXU5RUMxL1hGVGdOZ2xUcVBXc3c9PSIsInZhbHVlIjoiekxOZmRnSnFNOGZoZStrbG96TEwwQT09IiwibWFjIjoiMGZjYThmY2Y3YzIzN2M0ODIyZGY1ZDg5Mzg3YmZiYjcwY2NhYzViNTY1ZDY0YThlYTNkM2VhMjEwMGEzMGFiYiIsInRhZyI6IiJ9 | Current | 0 |  | Electrical Appliances and Accessories | Plugs, Sockets, Switches and accessories | Switch plugs, sockets and accessories | [Title]: IS/IEC 60127 (Part 6):2023 — Miniature Fuses Part 6 Fuse-Holders for Miniature Fuse-Links (First Revision). [Classification]: Under ETD / ETD 39 - Fuses, categorized under Electrical Appliances and Accessories > Plugs, Sockets, Switches and accessories > Switch plugs, sockets and accessories, Type: Product Specification. [Key Test Methods & Allied Standards]: Test Methods: Insulation Coordination for Equipment Within Low-Voltage Systems Part 1 Principles Requirements and Tests; Electrical insulating materials - Thermal endurance properties: Part 1 ageing procedures and evaluation of test results (Second Revision); Basic environmental testing procedures for electronic and electrical items: Part 7 impact test: Sec 1 shock (Test Ea) (Second Revision); Environmental Testing Part 7 Tests Section 7 Test Eh: Hammer tests ( First Revision ); Fire Hazard Testing Part 2: Glowinghot-wire based test methods Section 12: Glow-wire flammability index GWFI Test method for materials; (+8 more). Terminology: Electrotechnical Vocabulary Part 17 Switchgear and Control Gear (Second Revision); Electrotechnical Vocabulary Part 84 Terminology Concerning Fire Tests for Electrotechnical Products (Third Revision); International Electrotechnical Vocabulary (IEV) - Part 581: Electromechanical components for electronic equipment. Codes of Practice: Degrees of protection provided by enclosures (IP Code). Safety Standards: Connecting devices — Flat quick-connect terminations for electrical copper conductors — Safety requirements; Connecting devices - Electrical copper conductors - Safety requirements for screw-type and screwless-type clamping units - Part 1: General requirements and particular requirements for clamping units f. Components & Materials: Miniature Fuses Part 1 Definitions for Miniature Fuses and General Requirements for Miniature Fuse-Links (Second Revision); Miniature fuses Part 2 Cartridge fuse-links (Second Revision); Miniature Fuses Part 3 Sub-Miniature Fuse-Links
ETD | IS 13730 (Part 1):2025 | Specification for Particular Types of Winding Wires Part 1 Polyvinyl Acetal Enamelled Round Copper Wire, Class 105 ( Second Revision ) | Current | 2025-02-10 | 2025 |  | 01 | ETD 33 - Winding Wire |  | Product Specification |  | 0 | 0 | 0 | IS 13730 : Part 1 : 1993, IS 13730 : Part 1 : 2018 |  | IEC 60317-1:2010+AMD1:2024 CSV | Ministry of Power | https://standards.bis.gov.in/website/standard-details?encryptedId=eyJpdiI6InRIL3B4RTVHYXhYQ3hkWE5iOFdVTUE9PSIsInZhbHVlIjoiaTZENXREdTFENHdWUXUrYStyRUg0QT09IiwibWFjIjoiZWY1MDhhMjBjOTdkMWM2ZjI5NGQ4NGRlZWI0ZDM4MDFhMGRiNDNhNGIxNzBjYWY5NTIzOGFhNWYxNmRiODY4YyIsInRhZyI6IiJ9 | Current | 0 | Ministry of Power | Electrical Switchgear and Other Electrical Products/Accessories | Motors, Winding Wires and Accessories | Winding wires | [Title]: IS 13730 (Part 1):2025 — Specification for Particular Types of Winding Wires Part 1 Polyvinyl Acetal Enamelled Round Copper Wire, Class 105 ( Second Revision ). [Classification]: Under ETD / ETD 33 - Winding Wire, categorized under Electrical Switchgear and Other Electrical Products/Accessories > Motors, Winding Wires and Accessories > Winding wires (Ministry of Power), Type: Product Specification
ETD | IS 13730 (Part 0/Sec 6):2024 | Specification for Particular Types of Winding Wires Part 0 General Requirements Section 6 Glass-Fibre Wound Resin or Varnish Impregnated, Bare or Enamelled Round Copper Wire ( First Revision ) | Current | 2025-01-16 | 2024 |  | 01 | ETD 33 - Winding Wire |  | Product Specification |  | 0 | 0 | 6 | IS 13730 : Part 0 : Sec 6 : 2012 |  | IEC 60317-0-6:2020 | Ministry of Power | https://standards.bis.gov.in/website/standard-details?encryptedId=eyJpdiI6IlBnWGhwR2RRRitVdUVjeGZyNis5a1E9PSIsInZhbHVlIjoicms2c1FHWEIxZ1NiZmNIOU1FVi9Rdz09IiwibWFjIjoiZDJkODFiOWIxOWIyMDRiZTBjZmIzMzhhN2JiNWZjYTM3ZjM3MWVlOWJjM2RkYzY5NzZjZDc0NTIxYmQ5ODdlYyIsInRhZyI6IiJ9 | Current | 0 | Ministry of Power | Electrical Switchgear and Other Electrical Products/Accessories | Motors, Winding Wires and Accessories | Winding wires | [Title]: IS 13730 (Part 0/Sec 6):2024 — Specification for Particular Types of Winding Wires Part 0 General Requirements Section 6 Glass-Fibre Wound Resin or Varnish Impregnated, Bare or Enamelled Round Copper Wire ( First Revision ). [Classification]: Under ETD / ETD 33 - Winding Wire, categorized under Electrical Switchgear and Other Electrical Products/Accessories > Motors, Winding Wires and Accessories > Winding wires (Ministry of Power), Type: Product Specification. [Key Test Methods & Allied Standards]: Test Methods: Winding wires - Test methods: Part 2 determination of dimensions (First Revision); Winding wires - Methods of Test Part 1 General (Second Revision); Winding Wires - Methods of Test Part 3 Mechanical Properties ( Second Revision ); Winding wires - Test methods: Part 4 chemical properties (Second Revision); Winding wires - Test methods: Part 5 electrical properties (First Revision); (+1 more)
ETD | IS 13730 (Part 25):2024 | Particular Types of Winding Wires - Specification Part 25 Polyester or Polyesterimide Overcoated with Polyamide-Imide Enamelled Round Aluminium Wire, Class 200 ( First Revision ) | Current | 2025-01-16 | 2024 |  | 01 | ETD 33 - Winding Wire |  | Product Specification |  | 0 | 0 | 1 | IS 13730 : Part 25 : 2015 |  | IEC 60317-25:2020 | Ministry of Power | https://standards.bis.gov.in/website/standard-details?encryptedId=eyJpdiI6InNZNEUyY0V1enlIR2hTVGViK0ZXd3c9PSIsInZhbHVlIjoiZ2RrVjZFUElYV3hIdkpTTVVmeGVVZz09IiwibWFjIjoiYjQ1OTM2MzgxNTlmYmQwZGE0MTVkZjY4YmE2NTI2Y2Y2ZTk3Yjg2M2UzZTY3ODI2NDM5YzRkMWVkYTliODc0OSIsInRhZyI6IiJ9 | Current | 0 | Ministry of Power | Electrical Switchgear and Other Electrical Products/Accessories | Motors, Winding Wires and Accessories | Winding wires | [Title]: IS 13730 (Part 25):2024 — Particular Types of Winding Wires - Specification Part 25 Polyester or Polyesterimide Overcoated with Polyamide-Imide Enamelled Round Aluminium Wire, Class 200 ( First Revision ). [Classification]: Under ETD / ETD 33 - Winding Wire, categorized under Electrical Switchgear and Other Electrical Products/Accessories > Motors, Winding Wires and Accessories > Winding wires (Ministry of Power), Type: Product Specification. [Key Test Methods & Allied Standards]: Components & Materials: Specifications for particular types of winding wires: Part 0 general requirements: Sec 3 enamelled round aluminium wire (First Revision)
ETD | IS 6304:2024 | Stationary Batteries — Lead-Acid Batteries with Pasted Positive Plates — Specification (Third Revision) | Current | 2024-08-21 | 2024 |  | 03 | ETD 11 - Secondary Cells And Batteries |  | Product Specification |  | 0 | 0 | 7 |  |  |  | Ministry of Power | https://standards.bis.gov.in/website/standard-details?encryptedId=eyJpdiI6Ii8ySU9sRGhOSkY2K0ZJNDJRU2NPb1E9PSIsInZhbHVlIjoiYTY0czNUdVZtWVEzbFlSNVc3N0dJUT09IiwibWFjIjoiZDJkMTA2Y2U0ODk2NDlmZmI4MTI4YTU3NzZjZTQ5NTFhYWQ2MzYxNTc5YjdhOWRjZWY5NmQ2OWMzMjViZjIyMSIsInRhZyI6IiJ9 | Current | 0 | Ministry of Power | Electrical Switchgear and Other Electrical Products/Accessories | Electrical installations and general electricals | Batteries and cells | [Title]: IS 6304:2024 — Stationary Batteries — Lead-Acid Batteries with Pasted Positive Plates — Specification (Third Revision). [Classification]: Under ETD / ETD 11 - Secondary Cells And Batteries, categorized under Electrical Switchgear and Other Electrical Products/Accessories > Electrical installations and general electricals > Batteries and cells (Ministry of Power), Type: Product Specification. [Key Test Methods & Allied Standards]: Test Methods: General requirements and methods of tests for lead - Acid storage batteries (Second Revision). Terminology: Electrotechnical vocabulary: Part 15 primary and secondary cells and batteries (Second Revision); Specification for synthetic separators for lead - Acid batteries (First Revision). Codes of Practice: Lifts Elevators Escalators and Moving Walks Programmable Electronic Systems in Safety Related Applications Part 3 Life Cycle Guideline for Programmable Electronic Systems related to PESSRAL and PESSRAE. Components & Materials: Sealing compound for lead - Acid bateries (Bitumen Based) - Specification (First Revision); Rubber and Plastics Containers for Lead-Acid Storage Batteries — Specification ( Third Revision ); Sulphuric Acid - Specification (Fifth Revision)
ETD | IS 12640 (Part 1):2024 | Residual current operated circuitBreakers without integral overcurrent protection for household and similar uses Rccbs: Part 1 general rules (Third Revision) | Current | 2024-08-01 | 2024 |  | 03 | ETD 07 - Low Voltage Switchgear And Controlgear |  | Product Specification | Voluntary | 30 | 0 | 26 | IS 12640 : Part 1 : 2016 |  | IEC 61008-1: 2013 | Ministry of Power | https://standards.bis.gov.in/website/standard-details?encryptedId=eyJpdiI6ImlUVGN3VEdEMnU3NmNnS1U0aTR0ZlE9PSIsInZhbHVlIjoiWnBrY3VhdUFzZ20vdFRGVkhMMXJ5Zz09IiwibWFjIjoiNWY2MWI4MjgzYmVkOTE0MDU0ZTkwYzJjYzJkZjIyMWFkMjhhNDg4MzgxOTUwYWNjN2MxZjI4ZjZiNDkwNmJlOCIsInRhZyI6IiJ9 | Current | 0 | Ministry of Power | Electrical Switchgear and Other Electrical Products/Accessories | Switchgear, Metering and Accessories | Circuit breakers, switches and disconnectors | [Title]: IS 12640 (Part 1):2024 — Residual current operated circuitBreakers without integral overcurrent protection for household and similar uses Rccbs: Part 1 general rules (Third Revision). [Classification]: Under ETD / ETD 07 - Low Voltage Switchgear And Controlgear, categorized under Electrical Switchgear and Other Electrical Products/Accessories > Switchgear, Metering and Accessories > Circuit breakers, switches and disconnectors (Ministry of Power), Certification: Voluntary, Type: Product Specification. [Covered Varieties & Grades]: DOUBLE POLE ,25A,40A,63A,30mA,100mA,300mA,240V,50Hz,10kA; Double pole(1P+N), Four pole(3P+N), short circuit capacity-10KA, rated current-25A, 40A & 63A, residual operating current-30mA, 100mA & 300mA, 240/415V, 50Hz, AC, unenclosed type; FOUR POLE,25A,40A,63A,30mA,100mA,300mA,415V,50Hz,10kA; RCCBs- Functionally Independent of Line Voltage, Fixed Installation?and?Wiring, General Type, Single Value Residual Operating Current,?IP20,?Type AC, 2-Pole, 240V, 50Hz, Rated Current: 63A, Rated?Residual?Operating Current: 0.03A, Rated Making and Breaking Capacity:?630A,?Rated Conditional Short-Circuit Current: 10000A, Rated?Conditional?Residual Short-Circuit Current: 10000A, Mounting: Panel?Board Type RCCB,?Electrical connections of which are not associated with?the Mechanical Mounting.; RCCBs- Functionally Independent of Line Voltage, Fixed Installation and Wiring, General Type, Single Value Residual Operating Current, IP20, Type AC, 2-Pole, 240V comma 50Hz, Rated Current: 16A, 20A, 25A, 32A and 40A, Rated Residual Operating Current: 0.03A, 0.10A and 0.3A, Rated Making and Breaking Capacity: 500A, Rated Conditional Short-Circuit Current: 10000A, Rated Conditional Residual Short-Circuit Current: 10000A, Mounting: Panel Board Type RCCB, Electrical connections of which are not associated with the Mechanical Mounting.; RCCBs-Functionally Independent of Line Voltage, Fixed Installation and Wiring, General Type, Single Value Residual Operating current, IP20, Type AC, 2-Pole,240V,50Hz, Rated Current:63A Rated Residual Operating Current: 0.1A & 0.3A, Rated Making Breaking Capacity 63A: 630A, Rated Conditional Short-Circuit Current:10000A, Rated Conditional Residual Short-Circuit Current:10000A, Mounting: Panel Board Type RCCB, Electrical Connections of Which are not Associated with the Mechanical Mounting.; RCCB's- Functionally independent of line voltage, Fixed installation and wiring, General Type, Single value Residual Operating Current, IP20, Type AC, 4-Pole, 415V, 50Hz, Rate.... [Key Test Methods & Allied Standards]: Test Methods: High - Voltage test techniques: Part 2 measuring systems; Insulation Coordination for Equipment Within Low-Voltage Systems Part 1 Principles Requirements and Tests; Insulation Coordination for Equipment within Low-Voltage Systems Part 3 Use of Coating, Potting or Moulding for Protection against Pollution (First Revision); Method for the determination of the proof and the comparative tracking indices of solid insulating materials (Second Revision); Environmental testing Part 3 Supporting documentation and guidance Section - 4: Damp heat tests First Revision; (+3 more). Terminology: International Electrotechnical Vocabulary – Chapter 441: Switchgear, controlgear and fuses. Codes of Practice: VOLTAGE BANDS FOR ELECTRICAL INSTALLATIONS INCLUDING PREFERRED VOLTAGE AND FREQUENCY; Code of practice for earthing (Second Revision); Degrees of protection provided by enclosures (IP Code); Low-voltage electrical installations — Part 4-44: Protection for safety — Protection against voltage disturbances and electromagnetic disturbances; Electrical installations of buildings — Part 5-53: Selection and erection of electrical equipment — Isolation, switching and control. Safety Standards: Residual Current Operaed Circuit - Breaking for Household and Similar Uses - Part 2 Circuit - Breakers with Integral Overcurrent Protection (RCVOs); Residual current devices with or without overcurrent protection for socket-outlets for household and similar uses. Components & Materials: Plugs and Socket-Outlets for Household and Similar Purposes of Rated Voltage up to and Including 250 V and Rated Current up to and Including 16 A - Specification ( Fourth Revision ); High - Voltage test techniques: Part 1 general definitions and test requirements (Third Revision); Conductors for insulated electric cables and flexible cords - Specification (Second Revision). Related Standards: Graphical symbols for use on equipment; Residual current-operated protective devices (RCDs) for household and similar use — Electromagnetic compatibility; Low-voltage fuses – Part 1: General requirements; Insulation coordination for equipment within low-voltage systems – Part 5: Comprehensive method for determining clearances and creepage distances equal to or less than 2 mm; General requirements for residual current operated protective devices; (+1 more)
ETD | IS 2083:2024 | FLASHLIGHT- SPECIFICATION (Third Revision) | Current | 2024-07-18 | 2024 |  | 03 | ETD 23 - Lamps And Related Equipments |  | Product Specification | Mandatory | 32 | 0 | 29 | IS 2083 : 1991 |  |  | Ministry of Power | https://standards.bis.gov.in/website/standard-details?encryptedId=eyJpdiI6InZSMFduVFBzKzN4Q2NoMkUremZFc2c9PSIsInZhbHVlIjoidmJIVEJiQmw2MU1helprOFI0WmIvdz09IiwibWFjIjoiOGU3MzQyMTFjOTM5NzFjNDFkNjIxNzViYzI0ZjA5N2Q1ZmNhYmFkMDYzM2NmNzVhMjU3MzY4MThlYmIwYTJkNiIsInRhZyI6IiJ9 | Current | 0 | Ministry of Power | Electrical Appliances and Accessories | Lamps, Luminaire and Accessories | Luminaires & lighting | [Title]: IS 2083:2024 — FLASHLIGHT- SPECIFICATION (Third Revision). [Classification]: Under ETD / ETD 23 - Lamps And Related Equipments, categorized under Electrical Appliances and Accessories > Lamps, Luminaire and Accessories > Luminaires & lighting (Ministry of Power), Certification: Mandatory, Type: Product Specification. [Covered Varieties & Grades]: Flash Light, Material of enclosure: plastic, Light Source: LED, Battery type: Secondary (Li ion Battery),Chargers: USB charging cable, Photovoltaic Source: N/A, Power Rating: 6W, Input Rating: 3.7V, Degree of protection:IP54; Flash Light, Material of enclosure: Metallic, Light Source: LED, Battery type: Secondary (Li ion Battery),Chargers: USB charging cable, Photovoltaic Source: N/A, Power Rating: 15W, Input Rating: 3.7V, Degree of protection:IP44; Flash light, Plastic Enclosure, LED, Secondary Batteries with USB Cable, Input: 3W, 5V DC Without Photovoltaic Source, degree of protection IP20; Flash Light, Plastic Enclosure ,LED, Secondary Batteries with USB cable, Input : 3W, 5V DC, Without Photovoltaic source, degree of protection IP20; FLASHLIGHT, Material of enclosure:Plastic, Light Source: LED, Battery type: secondary, Chargers: with USB cable, without Photovoltaic Source, Power Ratings:5W, Input Ratings: 3.7V DC, Degree of protection: Not Declared.; Flashlight, Material of Enclosure: Plastic, Light Source: LED, Battery Type: Secondary Battery (Rechargeable),Charger: Pin Insertion (Built-in Plug), Without Photovoltaic Source, Power Ratings: 1.2 W, 3.1 V, 600 mA, Degree of Protection: IPX0, Pollution Degree 1, Model No. DL92, DL21.; Flashlight, Material of Enclosure: Plastic, Light Source: LED, Battery Type: Primary Battery (Non-Rechargeable), Charger: Not Applicable, Without Photovoltaic Source, Power Ratings: 1.5 W, 3.1 V, 600 mA, Degree of Protection: IPX0, Pollution Degree 1, Model No. DL09.; Flashlight, Plastic enclosure, LED light source, Secondary Battery, with USB cable, Input: DC 5V, 4W, Model: RC 04, without Photovoltaic Source, IP20; Flashlight,Plastic Enclosure,Light Source LED,Battery Type:Secondary,Charger:With USB Cable,Power Rating 3 W,Input Rating 5 Vdc,Without Photovoltaic Source,Degree of Protection :IP20,Model No:RC 03.; Flashlight,Plastic Enclosure,Light Source LED,Battery Type:Primary,Power Rating 5 W,Input Rating 0.5 W,Without Photovolta.... [Key Test Methods & Allied Standards]: Test Methods: Plastics - Methods of testing: Part 4 rheological properties section 4 determination of properties of polymeric materials by means of a capillary rheometer; Plastics - Methods of testing: Part 9 optical properties section 5 determination of haze and luminous transmittance of transparent plastics; Methods of testing local thickness of electroplated coatings (First Revision); Random sampling and randomization procedures (First Revision); Methods of testing anodic coatings on aluminium and its alloys (First Revision); (+4 more). Terminology: Electotechnical vocabulary: Part 16 lighting: Sec 1 general aspects; General lighting - Leds and led modules - Terms and definitions. Codes of Practice: Method for checking continuity of anodized coatings; Safety requirements for secondary batteries and battery installations: Part 1 general safety information. Safety Standards: Information Technology Equipment - Safety Part 1: General Requirements (Second Revision); Single - Capped fluorescent lamps: Part 1 safety requirements. Components & Materials: Luminaires Part 5: Particular requirements Section 6: Handlamps (First Revision); Metallic and other inorganic coatings - Electrodeposited coatings of nickel, nickel plus chromium, copper plus nickel and of copper plus nickel plus chromium (Fourth Revision); Specification for lamps for flashlights (First Revision); Tubular fluorescent lamps for general lighting service: Part 2 performance requirements (Second Revision); LED Modules for General Lighting Part 1 Safety Specifications (First Revision); (+4 more). Related Standards: Crystalline silicon terrestrial photovoltaic (PV) modules - Design qualification and type approval (First Revision); Tubular Fluorescent Lamps for General Lighting Service - Part I : Requirements and Tests
ETD | IS 11287:2023 | Bridge Insulations Testers (Magneto Generator Type) - Specification (First Revision) | Current | 2024-01-02 | 2023 |  | 01 | ETD 12 - Measuring Equipment For Basic Electrical Quantities |  | Product Specification |  | 0 | 0 | 3 | IS 11287 : 1985 |  |  | Ministry of Power | https://standards.bis.gov.in/website/standard-details?encryptedId=eyJpdiI6Im9BeFZBdmxBN2EzUHMwRUxWRkluNUE9PSIsInZhbHVlIjoiNHlqRjBhbzZGcFEzeC9YTjUwUEs1Zz09IiwibWFjIjoiNTcyM2QwOWU0Mjk0MDM0NDkxNmM4Y2E4MGYyMjQ1YWEyNmJiMzU5NmNhZWM5ZmEyODliOTNiNDlmZGE1NzAzOSIsInRhZyI6IiJ9 | Current | 0 | Ministry of Power | Electrical Switchgear and Other Electrical Products/Accessories | Switchgear, Metering and Accessories | Electrical measuring equipment | [Title]: IS 11287:2023 — Bridge Insulations Testers (Magneto Generator Type) - Specification (First Revision). [Classification]: Under ETD / ETD 12 - Measuring Equipment For Basic Electrical Quantities, categorized under Electrical Switchgear and Other Electrical Products/Accessories > Switchgear, Metering and Accessories > Electrical measuring equipment (Ministry of Power), Type: Product Specification. [Key Test Methods & Allied Standards]: Test Methods: Basic environmental testing procedures for electronic and electrical items: Part 7 impact test: Sec 1 shock (Test Ea) (Second Revision). Components & Materials: Test Sieves — Specification Part 1 Wire Cloth Test Sieves ( Fourth Revision ); Cardiovascular Implants Cardiac Valve Prostheses Part 3 Heart Valve Substitutes Implanted by Transcatheter Techniques First Revision
ETD | IS/IEC 60372:2020 | Locking devices for ball and socket couplings of string insulators units - Dimensions and tests (First Revision) | Current | 2023-12-22 | 2020 |  | 01 | ETD 06 - Electrical Insulators And Accessories |  | Product Specification |  | 0 | 0 | 4 |  |  |  | Ministry of Power | https://standards.bis.gov.in/website/standard-details?encryptedId=eyJpdiI6IkVNWTg5V1RnSkphVzVLYkl4Z3hSRXc9PSIsInZhbHVlIjoiK1haUlZvRk1Ga09Ja0h0dnM3Y1k3Zz09IiwibWFjIjoiMTIzMjI3MmI1OGEzN2VhMzI0NmU2YzhiOWUzYWY0MzFhZjJlNWY2MmYwOGY2M2E1MTRlMGYxYTRjODdjMzZlZiIsInRhZyI6IiJ9 | Current | 0 | Ministry of Power | Electrical Switchgear and Other Electrical Products/Accessories | Insulating material and systems | Insulating materials, insulating varnish & varnished fabric | [Title]: IS/IEC 60372:2020 — Locking devices for ball and socket couplings of string insulators units - Dimensions and tests (First Revision). [Classification]: Under ETD / ETD 06 - Electrical Insulators And Accessories, categorized under Electrical Switchgear and Other Electrical Products/Accessories > Insulating material and systems > Insulating materials, insulating varnish & varnished fabric (Ministry of Power), Type: Product Specification. [Key Test Methods & Allied Standards]: Test Methods: Metallic materials - Brinell hardness test: Part 1 test method (Fifth Revision); Metallic materials Vickers hardness test Part 1: Test method (Sixth Revision); Metallic materials Rockwell hardness testPart 1: Test method (Sixth Revision). Components & Materials: PRINCIPLES FOR SUCCESSFUL COLLABORATIVE BUSINESS RELATIONSHIP MANAGEMENT
ETD | IS 14927 (Part 2/Sec 1):2023 | Cable trunking systems and cable ducting Systems for electrical installations Part 2-1: particular requirements cable trunking systems and cable Ducting systems intended for mounting on walls and ceilings first revision | Current | 2023-11-17 | 2023 |  | 01 | ETD 14 - Electrical Wiring Accessories |  | Product Specification | Voluntary | 37 | 0 | 6 |  |  | 61084-2-1:2017 | Ministry of Commerce and Industry | https://standards.bis.gov.in/website/standard-details?encryptedId=eyJpdiI6Ik5SWHNva3B2ZjM4dmMzWXMzMDNtZmc9PSIsInZhbHVlIjoiQ1ZkNTR3VnF0Rk43SUF4UTF1QXgydz09IiwibWFjIjoiY2U4YTdjNmQ3YjY3ZTNiYWVlNGRjNGQ0NTE3ZjAyNzcyZTU4NDZkMzYyYTkxOGJhYmRkNTNlYmM5ZDgwZDNiOSIsInRhZyI6IiJ9 | Current | 0 | Ministry of Commerce and Industry | Electrical Appliances and Accessories | Plugs, Sockets, Switches and accessories | Switch plugs, sockets and accessories | [Title]: IS 14927 (Part 2/Sec 1):2023 — Cable trunking systems and cable ducting Systems for electrical installations Part 2-1: particular requirements cable trunking systems and cable Ducting systems intended for mounting on walls and ceilings first revision. [Classification]: Under ETD / ETD 14 - Electrical Wiring Accessories, categorized under Electrical Appliances and Accessories > Plugs, Sockets, Switches and accessories > Switch plugs, sockets and accessories (Ministry of Commerce and Industry), Certification: Voluntary, Type: Product Specification. [Covered Varieties & Grades]: * Cable Trunking and Ducting Systems for Electrical Installations : Part 2 Cable Trunking and Ducting Systems Intended for Mounting on Walls or Ceiling for Insulating material trunking system, light, medium and heavy mechanical stresses (-5) temperature classification, non flame propagating electrical insulation characteristic, IP2X, No protection against ingress of water & access cover removable with tools.; CABLE TRUNKING AND DUCTING SYSTEM INTENDED FOR MOUNTING ON WALL OR CEILING OF INSULATING MATERIALS,TEMPERATURE CLASSIFICATION -5 C, PROTECTION AGAINST EXTERNAL INFLUNCES IP2X ACCECS COVER REMOVABLE WITHOUT TOOLS OF SIZES 20mm to 32 mm; Cable Trunking System, CTS for impact - 0.7J, Non Flame Propagating CTS, Without electrical continuity characteristics, With electrical insulating characteristics, Access cover which can be removed without a tool, Type 1 CTS.; Cable Trunking Systems (CTS) intended for Mounting on Walls and ceiling, CTS for impact 0.5J, Non-flame propagating CTS, without electrical continuity characteristic CTS, with electrical insulating characteristic CTS, CTS access cover which can be opened without a tool, Type 1 CTS.; Cable Trunking Systems (CTS) intended for Mounting on Wallsand ceiling, CTS for impact 0.5J, Non-flame propagating CTS, withoutelectrical continuity characteristic CTS, with electrical insulatingcharacteristic CTS, CTS access cover which can be opened with a tools,Type 1 CTS; Cable Trunking Systems (CTS) intended for Mounting on Wallsand ceiling, CTS for impact 0.5J, Non-flame propagating CTS, withoutelectrical continuity characteristic CTS, with electrical insulatingcharacteristic CTS, CTS access cover which can be opened without tools,Type 1 CTS; Cable Trunking and Ducting Systems Intended for Mounting on Walls or Ceiling of Insulating materials of Medium Mechanical Stress, operating temp. range -5 to 60Deg C, non flame propogating with electrical insulating characteristic, degree of protection IP2X, Acess cover re.... [Key Test Methods & Allied Standards]: Test Methods: Environmental Testing Part 7 Tests Section 7 Test Eh: Hammer tests ( First Revision ); Methods of Sampling and Test for Paper and Allied Products Part 5 Methods of Test for Paper and Board Section 4 Determination of Water Absorptiveness — Cobb Method (First Revision); INDUSTRIAL TRUCKS VERIFICATION OF STABILITY PART 15: COUNTERBALANCED TRUCKS WITH ARTICULATED STEERING. Components & Materials: Cable Trunking Systems and Cable Ducting Systems for Electrical Installations Part 1: General Requirements first revision; Conductors for insulated electric cables and flexible cords - Specification (Second Revision)
ETD | IS/IEC 62271 (Part 103):2021 | High-voltage switchgear and controlgear Part 103 Alternating current switches for rated voltages above 1 kV up to and including 52 kV ( First Revision ) | Current | 2023-11-01 | 2021 | 2023 | 01 | ETD 08 - High Voltage Switchgear And Controlgear |  | Product Specification |  | 0 | 0 | 6 | IS/IEC 62271 : Part 103 : 2011 |  | IEC 62271-103: 2021 | Ministry of Power | https://standards.bis.gov.in/website/standard-details?encryptedId=eyJpdiI6IjZxTGlyVkpHYzBPVVNUcUlQeDluK1E9PSIsInZhbHVlIjoiUTY4QjV5Sk9tL2VZN0NiMVJST3VvUT09IiwibWFjIjoiMTZiNDEwOGQzYmQ2ZDc4OWZhYmVkMGEwYWU3OWZmYmM3NmMzMDdhMTdhMTgxYzcyNzlmMmUzNTY5YWFiOTM2NyIsInRhZyI6IiJ9 | Current | 0 | Ministry of Power | Electrical Switchgear and Other Electrical Products/Accessories | Switchgear, Metering and Accessories | Circuit breakers, switches and disconnectors | [Title]: IS/IEC 62271 (Part 103):2021 — High-voltage switchgear and controlgear Part 103 Alternating current switches for rated voltages above 1 kV up to and including 52 kV ( First Revision ). [Classification]: Under ETD / ETD 08 - High Voltage Switchgear And Controlgear, categorized under Electrical Switchgear and Other Electrical Products/Accessories > Switchgear, Metering and Accessories > Circuit breakers, switches and disconnectors (Ministry of Power), Type: Product Specification. [Key Test Methods & Allied Standards]: Test Methods: Methods of Sampling and Test (Physical and Chemical) for Water and Waste Water Part 74 Vanadium. Terminology: Electrotechnical Vocabulary Part 17 Switchgear and Control Gear (Second Revision). Codes of Practice: Degrees of protection provided by enclosures (IP Code). Safety Standards: Degrees of protection provided by enclosures for electrical equipment against external mechanical impacts IK Code. Components & Materials: Photovoltaic (PV) Module Safety Qualification Part 1 Requirements for Construction (Second Revision)
ETD | IS/IEC 62271 (Part 109):2019 | High-Voltage switchgear and Controlgear: Part 109 Alternating-current series capacitor by-pass switches | Current | 2023-11-01 | 2019 |  | 01 | ETD 08 - High Voltage Switchgear And Controlgear |  | Product Specification |  | 0 | 0 | 18 | IS/IEC 62271 : PART 109 : 2008 |  | IEC 62271-109: 2019 | Ministry of Power | https://standards.bis.gov.in/website/standard-details?encryptedId=eyJpdiI6ImxsUWZCTSsybzFwcFNWc3E1b2ZlY0E9PSIsInZhbHVlIjoiYk5LR1Q0b2RBcE9OUTY1bnVYWUJYdz09IiwibWFjIjoiMzI0MTEzN2UyYzZhNTYwYjI0MGU2OWViMGEzZWFlMjQwMmY1MWQ0ZTYxYTZhNzExNGFiYTA2ZjcyYzhiZDU1MSIsInRhZyI6IiJ9 | Current | 0 | Ministry of Power | Electrical Switchgear and Other Electrical Products/Accessories | Switchgear, Metering and Accessories | Circuit breakers, switches and disconnectors | [Title]: IS/IEC 62271 (Part 109):2019 — High-Voltage switchgear and Controlgear: Part 109 Alternating-current series capacitor by-pass switches. [Classification]: Under ETD / ETD 08 - High Voltage Switchgear And Controlgear, categorized under Electrical Switchgear and Other Electrical Products/Accessories > Switchgear, Metering and Accessories > Circuit breakers, switches and disconnectors (Ministry of Power), Type: Product Specification. [Key Test Methods & Allied Standards]: Test Methods: High - Voltage test techniques: Part 2 measuring systems; High - Voltage test techniques: Part 3 definitions and requirements for on - Site testing; High - Voltage test techniques - Partial discharge measurements; Methods of Sampling and Test (Physical and Chemical) for Water and Waste Water Part 74 Vanadium; Fine ceramics (advanced ceramics, advanced technical ceramics) - Test method for fracture resistance of silicon nitride materials for rolling bearing balls at room temperature by indentation fracture (IF) method. Terminology: Electrotechnical Vocabulary Part 17 Switchgear and Control Gear (Second Revision); Electrotechnical vocabulary: Part 74 electrical and magnetic devices (First Revision). Components & Materials: High - Voltage test techniques: Part 1 general definitions and test requirements (Third Revision); Photovoltaic (PV) Module Safety Qualification Part 1 Requirements for Construction (Second Revision); Self-Ballasted LED Lamps for General Lighting Services Part 1 Safety Requirements (First Revision); STEEL GATE GLOBE AND CHECK VALVES FOR SIZES DN 100 AND SMALLER FOR THE PETROLEUM AND NATURAL GAS INDUSTRIES; Guidelines for the Checking and Treatment of Sulfur Hexafluoride (SF6) Taken from Electrical Equipment and Specification for its Re-Use ( First Revision ); (+1 more). Related Standards: Household Refrigerating Appliances - Characteristics and Methods Of Test Part 3 Energy Consumption and Volume (First Revision) Amendment - 1
ETD | IS/IEC 62271 (Part 1):2017 | HIGH-VOLTAGE SWITCHGEAR AND CONTROLGEAR PART 1 COMMON SPECIFICATIONS FOR ALTERNATING CURRENT SWITCHGEAR AND CONTROLGEAR | Current | 2023-11-01 | 2017 |  | 01 | ETD 08 - High Voltage Switchgear And Controlgear |  | Product Specification |  | 0 | 0 | 44 | IS/IEC 62271 : PART 1 : 2007 |  | IEC 62271-1:2017+AMD1:2021 CSV | Ministry of Power | https://standards.bis.gov.in/website/standard-details?encryptedId=eyJpdiI6InlWMUF3UmdLK1RYWUpyb0ZHQzg4dXc9PSIsInZhbHVlIjoiWXFBTWN3V0l2bnFNNTNwYjhLTE9zdz09IiwibWFjIjoiOWFkYTcyNmVlNjU4ODhkNjNmZmJhZGE4NmFkNTFlMzU0YzQ2MzUyMGUzZTkyMjBhZGEwNTBiMTk4MjQ1ZGEzOCIsInRhZyI6IiJ9 | Current | 0 | Ministry of Power | Electrical Switchgear and Other Electrical Products/Accessories | Switchgear, Metering and Accessories | Circuit breakers, switches and disconnectors | [Title]: IS/IEC 62271 (Part 1):2017 — HIGH-VOLTAGE SWITCHGEAR AND CONTROLGEAR PART 1 COMMON SPECIFICATIONS FOR ALTERNATING CURRENT SWITCHGEAR AND CONTROLGEAR. [Classification]: Under ETD / ETD 08 - High Voltage Switchgear And Controlgear, categorized under Electrical Switchgear and Other Electrical Products/Accessories > Switchgear, Metering and Accessories > Circuit breakers, switches and disconnectors (Ministry of Power), Type: Product Specification. [Key Test Methods & Allied Standards]: Test Methods: Basic testing procedures and measuring methods for electrotechnical components for electronic equipment: Part 2 general examination, electrical continuity and contact resistance tests, insulation tests and voltage stress tests: Sec 1 general examination; Electromagnetic compatibility (EMC): Part 4 testing and measurement techniques: Sec 4 electrical fast transient / burst immunity test (Second Revision); Artificial pollution test on highVoltage ceramic and glass insulators to be used on a.c. systems (Second Revision); Electromagnetic Compatibility ( EMC ) Part 6 Generic Standards Section 2 Immunity standard for industrial environments ( First Revision ); High - Voltage test techniques - Partial discharge measurements; (+5 more). Terminology: Electrotechnical Vocabulary Part 17 Switchgear and Control Gear (Second Revision); Electrotechnical vocabulary: Part 27 power electronics (Third Revision); Electrotechnical vocabulary: Part 57 circuit theory (Second Revision); Electrotechnical vocabulary: Part 74 electrical and magnetic devices (First Revision); Selection and Dimensioning of High-Voltage Insulators Intended for Use in Polluted Conditions Part 1 Definitions, Information and General Principles. Codes of Practice: VOLTAGE BANDS FOR ELECTRICAL INSTALLATIONS INCLUDING PREFERRED VOLTAGE AND FREQUENCY; Degrees of protection provided by enclosures (IP Code). Safety Standards: Degrees of protection provided by enclosures for electrical equipment against external mechanical impacts IK Code; Safety of machinery - Pressure - Sensitive protective devices: Part 3 general principles for design and testing of pressure - Sensitive bumpers, plates, wires and similar devices. Components & Materials: High - Voltage test techniques: Part 1 general definitions and test requirements (Third Revision); Guidelines for the Checking and Treatment of Sulfur Hexafluoride (SF6) Taken from Electrical Equipment and Specification for its Re-Use ( First Revision ); Vacuum gas oil VGO - Specification. Related Standards: Electrical insulation - Thermal evaluation and designation (Second Revision); Selection and Dimensioning of High-Voltage Insulators Intended for Use in Polluted Conditions Part 2 Ceramic and Glass Insulators for a.c. Systems; Household Refrigerating Appliances - Characteristics and Methods Of Test Part 3 Energy Consumption and Volume (First Revision) Amendment - 1; Cards and security devices for personal identification Contactless proximity objects Part 1: Physical characteristics; Health informatics Terminological resources Part 1 Characteristics
ETD | IS 14927 (Part 1):2023 | Cable Trunking Systems and Cable Ducting Systems for Electrical Installations Part 1: General Requirements first revision | Current | 2023-11-01 | 2023 |  | 01 | ETD 14 - Electrical Wiring Accessories |  | Product Specification |  | 0 | 0 | 7 | IS 14927 : Part 1 : 2001 |  | 61084-1 | Ministry of Power | https://standards.bis.gov.in/website/standard-details?encryptedId=eyJpdiI6IjI1TXRlYnhBWkp4N3V0QUlIZ1hMSFE9PSIsInZhbHVlIjoiOXM2K2lQdjFRQnVYdVFDaXB4TGZDdz09IiwibWFjIjoiZjlmZDA2ZDFiMzRiZTg1MzViMjg4MDQ5Y2E4MWM4NTQ4M2MxYzBiOGJkZmMwZWI5OWUyZDRlM2FhOTRmZDE5NSIsInRhZyI6IiJ9 | Current | 0 | Ministry of Power | Electrical Appliances and Accessories | Plugs, Sockets, Switches and accessories | Switch plugs, sockets and accessories | [Title]: IS 14927 (Part 1):2023 — Cable Trunking Systems and Cable Ducting Systems for Electrical Installations Part 1: General Requirements first revision. [Classification]: Under ETD / ETD 14 - Electrical Wiring Accessories, categorized under Electrical Appliances and Accessories > Plugs, Sockets, Switches and accessories > Switch plugs, sockets and accessories (Ministry of Power), Type: Product Specification. [Key Test Methods & Allied Standards]: Test Methods: Fire Hazard Testing Part 2: Glowinghot-wire based test methods Section 11: Glow-wire flammability test method for end products GWEPT; Water Penetration of Curtain Walls Windows Sliders Doors and Skylights by Uniform Static Air Pressure Difference Method of Test. Codes of Practice: Degrees of protection provided by enclosures (IP Code). Components & Materials: Protection of persons and equipment by enclosures - Probes for verification (Second Revision). Related Standards: General tolerances: Part 1 tolerances for linear and angular dimensions without individual tolerance indications (Third Revision)
ETD | IS/IEC 60309 (Part 1):2021 | Plugs fixed or portable socket-outlets and appliance inlets for industrial purposes Part 1: General requirements Second Revision | Current | 2023-11-01 | 2021 |  | 01 | ETD 14 - Electrical Wiring Accessories |  | Product Specification |  | 0 | 0 | 0 |  |  | 60309-1:2021 | Ministry of Power | https://standards.bis.gov.in/website/standard-details?encryptedId=eyJpdiI6Ii9YNVNadmQ0ajVFby84Y1FuU3ZkSWc9PSIsInZhbHVlIjoiTk4wcUd4aW1veHZYdDFnUDB0M2ROQT09IiwibWFjIjoiYWNmMGVlODI5YzEzZWY0NTgxYmFhZWVlN2Y5NGZmYTRkZWE4ZjI4NTJhNDM1ODRlOGIxNGZlNjBmMDcwZWM1OSIsInRhZyI6IiJ9 | Current | 0 | Ministry of Power | Electrical Appliances and Accessories | Plugs, Sockets, Switches and accessories | Switch plugs, sockets and accessories | [Title]: IS/IEC 60309 (Part 1):2021 — Plugs fixed or portable socket-outlets and appliance inlets for industrial purposes Part 1: General requirements Second Revision. [Classification]: Under ETD / ETD 14 - Electrical Wiring Accessories, categorized under Electrical Appliances and Accessories > Plugs, Sockets, Switches and accessories > Switch plugs, sockets and accessories (Ministry of Power), Type: Product Specification
ETD | IS/IEC 62271 (Part 100):2021 | High-voltage switchgear and controlgear Part 100 Alternating-current circuit-breakers | Current | 2023-09-26 | 2021 |  | 01 | ETD 08 - High Voltage Switchgear And Controlgear |  | Product Specification |  | 0 | 0 | 15 | IS/IEC 62271 : PART 100 : 2008 |  | IEC 62271-100:2021 | Ministry of Power | https://standards.bis.gov.in/website/standard-details?encryptedId=eyJpdiI6Inlac3BIRGg1VER0clJNYTdlZ0QxRmc9PSIsInZhbHVlIjoiVy81bVlZbFhva1R6QTJOWVEzTTE0UT09IiwibWFjIjoiOTNkMDRhMjdjYTdmYzQwNTlkMWYyYjRlN2ZhMmUyNzkwMWRkZTdiMjZlMjdiYWI4YzlkNmYxM2U5YzY3MjIxYSIsInRhZyI6IiJ9 | Current | 0 | Ministry of Power | Electrical Switchgear and Other Electrical Products/Accessories | Switchgear, Metering and Accessories | Circuit breakers, switches and disconnectors | [Title]: IS/IEC 62271 (Part 100):2021 — High-voltage switchgear and controlgear Part 100 Alternating-current circuit-breakers. [Classification]: Under ETD / ETD 08 - High Voltage Switchgear And Controlgear, categorized under Electrical Switchgear and Other Electrical Products/Accessories > Switchgear, Metering and Accessories > Circuit breakers, switches and disconnectors (Ministry of Power), Type: Product Specification. [Key Test Methods & Allied Standards]: Test Methods: High - Voltage test techniques - Partial discharge measurements; Coaxial communication cables Part 1-108: Electrical test methods Test for characteristic impedance phase and group delay electrical length and propagation velocity First Revision; Coaxial communication cables: Part 1 - 115 electrical test methods - Test for regularity of impedance (Pulse/step Function Return Loss); Methods of Sampling and Test (Physical and Chemical) for Water and Waste Water Part 74 Vanadium. Terminology: Electrotechnical Vocabulary Part 17 Switchgear and Control Gear (Second Revision); Electrotechnical Vocabulary Part 32 Electric Cables ( Second Revision ); Electrotechnical vocabulary: Part 74 electrical and magnetic devices (First Revision). Codes of Practice: Measuring relays and protection equipment: Part 151 functional requirements for over/under current protection. Components & Materials: High - Voltage test techniques: Part 1 general definitions and test requirements (Third Revision); Photovoltaic (PV) Module Safety Qualification Part 1 Requirements for Construction (Second Revision); STEEL GATE GLOBE AND CHECK VALVES FOR SIZES DN 100 AND SMALLER FOR THE PETROLEUM AND NATURAL GAS INDUSTRIES
ETD | IS/IEC 62271 (Part 111):2019 | High Voltage Switchgear and Controlgear: Part 111 Automatic circuit reclosers for alternating current systems up to and including 38 kV | Current | 2023-09-26 | 2019 |  | 01 | ETD 08 - High Voltage Switchgear And Controlgear |  | Product Specification |  | 0 | 0 | 10 | IS/IEC 62271 : Part 111 : 2012 |  | IEC 62271-111:2019 | Ministry of Power | https://standards.bis.gov.in/website/standard-details?encryptedId=eyJpdiI6IlIwbEprV1owVFg4eCtId2xFSC9CcVE9PSIsInZhbHVlIjoicjIxT1B1bWF2L3kzZktGVVZialQ5QT09IiwibWFjIjoiYjlmMTI3M2U1ZTExMjdmYTY1NjdjNTE3MGNiMWI5YTAwNjdmMzg3NTY2OTkxNGIwMTdkNWJhMTk3MzcyZDM2MCIsInRhZyI6IiJ9 | Current | 0 | Ministry of Power | Electrical Switchgear and Other Electrical Products/Accessories | Switchgear, Metering and Accessories | Circuit breakers, switches and disconnectors | [Title]: IS/IEC 62271 (Part 111):2019 — High Voltage Switchgear and Controlgear: Part 111 Automatic circuit reclosers for alternating current systems up to and including 38 kV. [Classification]: Under ETD / ETD 08 - High Voltage Switchgear And Controlgear, categorized under Electrical Switchgear and Other Electrical Products/Accessories > Switchgear, Metering and Accessories > Circuit breakers, switches and disconnectors (Ministry of Power), Type: Product Specification. [Key Test Methods & Allied Standards]: Test Methods: High - Voltage test techniques - Partial discharge measurements; Measuring Relays and Protection Equipment Part 26 Electromagnetic Compatibility Requirements ( First Revision ). Terminology: Electrotechnical Vocabulary Part 17 Switchgear and Control Gear (Second Revision); Electrotechnical vocabulary: Part 74 electrical and magnetic devices (First Revision). Components & Materials: Photovoltaic (PV) Module Safety Qualification Part 1 Requirements for Construction (Second Revision); Self-Ballasted LED Lamps for General Lighting Services Part 1 Safety Requirements (First Revision); Guidelines for the Checking and Treatment of Sulfur Hexafluoride (SF6) Taken from Electrical Equipment and Specification for its Re-Use ( First Revision ). Related Standards: Cards and security devices for personal identification Contactless vicinity objects Part 2: Air interface and initialization
ETD | IS/IEC/TS 61439 (Part 7):2023 | Low-voltage switchgear and controlgear assemblies Part 7: Assemblies for specific applications such as marinas camping sites market squares electric vehicle charging stations (First Revision)) | Current | 2023-09-01 | 2023 |  | 01 | ETD 07 - Low Voltage Switchgear And Controlgear |  | Product Specification |  | 0 | 0 | 4 | IS/IEC/TS 61439 : Part 7 : 2014 |  | IEC 61439-7:2022 | Ministry of Commerce and Industry - Department for Promotion of Industry and Internal Trade (DPIIT) | https://standards.bis.gov.in/website/standard-details?encryptedId=eyJpdiI6InlmL1Z6MUNPM3V6a0J1ZXJiUWlsS3c9PSIsInZhbHVlIjoiUjlHempJZlM1dDh0c1dOUHBUR0xOUT09IiwibWFjIjoiOWQzMDZjZjZkYmI3YWUwNDg3MmY5OGQxZDU0NmU2NjUyMmI4Yzg4ZTcwMzdiMjg2NGMxOTE0OGMyMWMzNDM4ZCIsInRhZyI6IiJ9 | Current | 0 | Ministry of Commerce and Industry - Department for Promotion of Industry and Internal Trade (DPIIT) | Electrical Switchgear and Other Electrical Products/Accessories | Switchgear, Metering and Accessories | Circuit breakers, switches and disconnectors | [Title]: IS/IEC/TS 61439 (Part 7):2023 — Low-voltage switchgear and controlgear assemblies Part 7: Assemblies for specific applications such as marinas camping sites market squares electric vehicle charging stations (First Revision)). [Classification]: Under ETD / ETD 07 - Low Voltage Switchgear And Controlgear, categorized under Electrical Switchgear and Other Electrical Products/Accessories > Switchgear, Metering and Accessories > Circuit breakers, switches and disconnectors (Ministry of Commerce and Industry - Department for Promotion of Industry and Internal Trade (DPIIT)), Type: Product Specification. [Key Test Methods & Allied Standards]: Test Methods: Basic environmental testing procedures for electronic and electrical items: Part 7 impact test: Sec 1 shock (Test Ea) (Second Revision). Safety Standards: Low-voltage switchgear and controlgear assemblies Part 1: General rules (First Revision); Degrees of protection provided by enclosures for electrical equipment against external mechanical impacts IK Code
ETD | IS/IEC 61439 (Part 2):2020 | Low-voltage switchgear and controlgear assemblies Part 2: Power switchgear and controlgear assemblies (First Revision) | Current | 2023-09-01 | 2020 |  | 01 | ETD 07 - Low Voltage Switchgear And Controlgear |  | Product Specification |  | 0 | 0 | 4 | IS/IEC 61439 : Part 2 : 2011 |  | IEC 61439-2:2020 | Ministry of Commerce and Industry - Department for Promotion of Industry and Internal Trade (DPIIT) | https://standards.bis.gov.in/website/standard-details?encryptedId=eyJpdiI6IlBXcnhOSjRiTm1iT1dFeHVSbUFpenc9PSIsInZhbHVlIjoiYkVmOW5JS1JTTUVxb2dxd3BZS2YvUT09IiwibWFjIjoiNjk3NDQwNGY2Njg4OTc5M2E1MzA1NTdjNWZkMjlkNWYwZWJmMTNiNTQwYjc2NWZjYjE2YTMxNGZlYzg5MTc4YiIsInRhZyI6IiJ9 | Current | 0 | Ministry of Commerce and Industry - Department for Promotion of Industry and Internal Trade (DPIIT) | Electrical Switchgear and Other Electrical Products/Accessories | Switchgear, Metering and Accessories | Circuit breakers, switches and disconnectors | [Title]: IS/IEC 61439 (Part 2):2020 — Low-voltage switchgear and controlgear assemblies Part 2: Power switchgear and controlgear assemblies (First Revision). [Classification]: Under ETD / ETD 07 - Low Voltage Switchgear And Controlgear, categorized under Electrical Switchgear and Other Electrical Products/Accessories > Switchgear, Metering and Accessories > Circuit breakers, switches and disconnectors (Ministry of Commerce and Industry - Department for Promotion of Industry and Internal Trade (DPIIT)), Type: Product Specification. [Key Test Methods & Allied Standards]: Safety Standards: Safety of Machinery — Electrical Equipment of Machines Part 1 General Requirements ( First Revision ); Degrees of protection provided by enclosures for electrical equipment against external mechanical impacts IK Code. Components & Materials: Annatto colour for food products – Specification
ETD | IS/IEC 60947 (Part 6/Sec 2):2020 | Low-voltage switchgear and controlgear Part 6-2: Multiple function equipment Control and protective switching devices or equipment (CPS) | Current | 2023-09-01 | 2020 |  | 01 | ETD 07 - Low Voltage Switchgear And Controlgear |  | Product Specification |  | 0 | 0 | 11 | IS/IEC 60947 : Part 6 : Sec 2 : 2007 |  | IEC 60947-6-2: 2020 | Ministry of Heavy Industries | https://standards.bis.gov.in/website/standard-details?encryptedId=eyJpdiI6IlZXaXBEdWljV2x0cS8yY2lHVWd3QlE9PSIsInZhbHVlIjoiSU4yRVhCUUZaQ09OME85Qmp6QzVEUT09IiwibWFjIjoiODg5OWJjZGI0YjI3MmNmZjA0ODgwNWJiN2UyMjc5ODk0NzIwOWYzODk2OWNlY2VlNDNiMjQ1Yzc1MmEzNzQ2YyIsInRhZyI6IiJ9 | Current | 0 | Ministry of Heavy Industries | Electrical Switchgear and Other Electrical Products/Accessories | Switchgear, Metering and Accessories | Circuit breakers, switches and disconnectors | [Title]: IS/IEC 60947 (Part 6/Sec 2):2020 — Low-voltage switchgear and controlgear Part 6-2: Multiple function equipment Control and protective switching devices or equipment (CPS). [Classification]: Under ETD / ETD 07 - Low Voltage Switchgear And Controlgear, categorized under Electrical Switchgear and Other Electrical Products/Accessories > Switchgear, Metering and Accessories > Circuit breakers, switches and disconnectors (Ministry of Heavy Industries), Type: Product Specification. [Key Test Methods & Allied Standards]: Test Methods: Electromagnetic Compatibility ( EMC ) Part 6 Generic Standards Section 2 Immunity standard for industrial environments ( First Revision ); Bidis — Determination of Total and Nicotine-Free Dry Particulate Matter Using a Linear Routine Analytical Smoking Machine. Safety Standards: Road vehicles Functional safety Part 10: Guidelines on ISO 26262. Components & Materials: Low - Voltage switchgear and controlgear: Part 2 circuit - Breakers (First Revision); Dental Rotary Instruments - Cutters Part 4 Miniature Carbide Laboratory Cutters. Related Standards: Electrical insulation - Thermal evaluation and designation (Second Revision); Dimensions of low - Voltage switchgear and controlgear - Standardized mounting on rails for mechanical support of switchgear, controlgear and accessories (First Revision); Automatic electrical controls for household and similar use : part 1 General Requirements
ETD | IS/IEC 60947 (Part 6/Sec 1):2021 | Low-voltage switchgear and controlgear Part 6 Multiple function equipment Section 1 Transfer switching equipment (First Revision) | Current | 2023-09-01 | 2021 |  | 01 | ETD 07 - Low Voltage Switchgear And Controlgear |  | Product Specification |  | 0 | 0 | 16 | IS/IEC 60947 : Part 6 : Sec 1 : 2013 |  | IS/IEC 60947-6-1:2021 | Ministry of Heavy Industries | https://standards.bis.gov.in/website/standard-details?encryptedId=eyJpdiI6ImI2c0RNRG1mQzBsOVdaV2gzMEEwV0E9PSIsInZhbHVlIjoiZFRMVmVWRlFlWDBDQzBDWngvTU5ZZz09IiwibWFjIjoiZmFjZTg3NTBmNzU3NzAzMGJmNDE4NDA0ZGY0ZmRiNzJkYjZiNDVhZDBhYWVlNjk5MzZhMmJmOGUwYTA3NTgxMCIsInRhZyI6IiJ9 | Current | 0 | Ministry of Heavy Industries | Electrical Switchgear and Other Electrical Products/Accessories | Switchgear, Metering and Accessories | Circuit breakers, switches and disconnectors | [Title]: IS/IEC 60947 (Part 6/Sec 1):2021 — Low-voltage switchgear and controlgear Part 6 Multiple function equipment Section 1 Transfer switching equipment (First Revision). [Classification]: Under ETD / ETD 07 - Low Voltage Switchgear And Controlgear, categorized under Electrical Switchgear and Other Electrical Products/Accessories > Switchgear, Metering and Accessories > Circuit breakers, switches and disconnectors (Ministry of Heavy Industries), Type: Product Specification. [Key Test Methods & Allied Standards]: Test Methods: Bidis — Determination of Total and Nicotine-Free Dry Particulate Matter Using a Linear Routine Analytical Smoking Machine; Photography - Photographic Grade Chemicals - Test Methods - Part 4 Determination of Residue after Ignition. Codes of Practice: Failure Modes and Effects Analysis ( FMEA and FMECA ). Components & Materials: Low - Voltage switchgear and controlgear: Part 2 circuit - Breakers (First Revision); Low-Voltage Switchgear and Controlgear Part 4 Contactors and Motor-Starters Section 1 Electromechanical Contactors and Motor-Starters; Low-Voltage Switchgear and Controlgear Part 5 Control Circuit Devices and Switching Elements Section 1 Electromechanical Control Circuit Devices (Third Revision); Low-Voltage Switchgear and Controlgear: Part 3 Switches Disconnectors Switch-Disconnectors and Fuse-Combination Units; LLow-Voltage Switchgear and Controlgear Part 5 Control Circuit Devices and Switching Elements Section 2 Proximity Switches ( First Revision ); (+2 more). Related Standards: Dimensions of low - Voltage switchgear and controlgear - Standardized mounting on rails for mechanical support of switchgear, controlgear and accessories (First Revision); Sustainable finance - Basic concepts and key initiatives; Innovation Management - Tools and Methods for Managing Opportunities and Ideas - Guidance
ETD | IS/IEC 62271 (Part 104):2023 | High-Voltage Switchgear and Controlgear : Part 104 Alternating Current Switches for Rated Voltages Higher than 52 kV | Current | 2023-08-30 | 2023 |  | 01 | ETD 08 - High Voltage Switchgear And Controlgear |  | Product Specification |  | 0 | 0 | 0 | IS/IEC 62271 : Part 104 : 2009 |  | IEC 62271-104:2020 | Ministry of Power | https://standards.bis.gov.in/website/standard-details?encryptedId=eyJpdiI6IkNrVWx3SDhZZXBCbHJNdHR6c0l1U1E9PSIsInZhbHVlIjoid01pODk2SGNmZW1aWmd5Z012b1liQT09IiwibWFjIjoiMDg1N2JmMzViZWQwZDFlZGZiYTU4OTFiODM4MTNmYzM5OWMyNzBmZThlZWZhODdmYTZiNjI4MDZjOWZkZTEwYSIsInRhZyI6IiJ9 | Current | 0 | Ministry of Power | Electrical Switchgear and Other Electrical Products/Accessories | Switchgear, Metering and Accessories | Circuit breakers, switches and disconnectors | [Title]: IS/IEC 62271 (Part 104):2023 — High-Voltage Switchgear and Controlgear : Part 104 Alternating Current Switches for Rated Voltages Higher than 52 kV. [Classification]: Under ETD / ETD 08 - High Voltage Switchgear And Controlgear, categorized under Electrical Switchgear and Other Electrical Products/Accessories > Switchgear, Metering and Accessories > Circuit breakers, switches and disconnectors (Ministry of Power), Type: Product Specification
ETD | IS/IEC 60947 (Part 5/Sec 2):2019 | LLow-Voltage Switchgear and Controlgear Part 5 Control Circuit Devices and Switching Elements Section 2 Proximity Switches ( First Revision ) | Current | 2023-08-29 | 2019 | 2023 | 01 | ETD 07 - Low Voltage Switchgear And Controlgear |  | Product Specification |  | 0 | 0 | 46 | IS/IEC 60947 : Part 5 : Sec 2 : 2007 |  | IEC 60947-5-2: 2019 | Ministry of Heavy Industries | https://standards.bis.gov.in/website/standard-details?encryptedId=eyJpdiI6IjI4VGhZMTdnQi9wd2lzTjk4cG5aSnc9PSIsInZhbHVlIjoiWlN0TVZDd29YQzEvQ2ZUZWdpblp3dz09IiwibWFjIjoiZTc4M2JjZWI3NDc2MTZhYjhhOWNmZTcyZDY5MmJkM2ExMTA5MjY4YmE1NzExMGE0OWY1M2ZmN2IwMTMwYmM0ZCIsInRhZyI6IiJ9 | Current | 0 | Ministry of Heavy Industries | Electrical Switchgear and Other Electrical Products/Accessories | Switchgear, Metering and Accessories | Circuit breakers, switches and disconnectors | [Title]: IS/IEC 60947 (Part 5/Sec 2):2019 — LLow-Voltage Switchgear and Controlgear Part 5 Control Circuit Devices and Switching Elements Section 2 Proximity Switches ( First Revision ). [Classification]: Under ETD / ETD 07 - Low Voltage Switchgear And Controlgear, categorized under Electrical Switchgear and Other Electrical Products/Accessories > Switchgear, Metering and Accessories > Circuit breakers, switches and disconnectors (Ministry of Heavy Industries), Type: Product Specification. [Key Test Methods & Allied Standards]: Test Methods: Fire hazard testing: Part 2 test methods: Sec 1 glow - Wire apparatus and common test procedure (Second Revision); Electromagnetic compatibility (EMC): Part 4 testing and measurement techniques: Sec 2 electrostatic discharge immunity test (Second Revision); Electromagnetic compatibility EMC Part 4 Testing and Measurement Techniques Section 3 Radiated radio-frequency electromagnetic field immunity test Second Revision; Basic environmental testing procedures for electronic and electrical items: Part 7 impact test: Sec 1 shock (Test Ea) (Second Revision); Electromagnetic Compatibility EMC Part 4: Testing and Measurement Techniques Section 6: Immunity to Conducted Disturbances Induced by Radio-Frequency Fields First Revision; (+5 more). Terminology: Electrotechnical Vocabulary Part 88: Space Radio Communications. Codes of Practice: Low-Voltage Electrical Installations — Energy Efficiency; Requirements for Low-Voltage Special Electrical Installations or Locations Solar Photovoltaic ( PV ) Power Supply Systems; Nanotechnologies Guidance on physico-chemical characterization of engineered nanoscale materials for toxicologic assessment; Nanotechnologies Characterization of multiwall carbon nanotube MWCNT samples. Safety Standards: Photobiological safety of lamps and lamp systems; Photobiological safety of lamps and lamp systems: Part 2 guidance on manufacturing requirements relating to non - Laser optical radiation safety. Components & Materials: Dentistry Orthodontic anchor screws; OPTICAL FIBRE CABLES PART 3 OUTDOOR CABLES SECTION 21 PRODUCT SPECIFICATION FOR OPTICAL SELF-SUPPORTING AERIAL TELECOMMUNICATION CABLES FOR USE IN PREMISES CABLING; Rubber and Plastics Hoses and Hose Assemblies for Automotive Air Conditioning Specification Part 2 Refrigerant 134a; Ships and marine technology Marine NOX Reduction Agent AUS 40 Part 1: Quality Requirements; Textiles Automotive Tufted Floor Covering Specification; (+8 more). Related Standards: UHV AC TRANSMISSION SYSTEMS Part 201: UHV AC substation design
ETD | IS/IEC 62271 (Part 106):2021 | High-voltage switchgear and controlgear Part 106: Alternating current contactors contactor-based controllers and motorstarters | Current | 2023-08-29 | 2021 |  | 01 | ETD 08 - High Voltage Switchgear And Controlgear |  | Product Specification |  | 0 | 0 | 18 | IS/IEC 62271 : Part 106 : 2012 |  | IEC 62271-106: 2021 | Ministry of Power | https://standards.bis.gov.in/website/standard-details?encryptedId=eyJpdiI6IkFZTFJubU9hSS94K3Urb0V6OTVQWHc9PSIsInZhbHVlIjoiU0s3VGcvdUxNQVU0MjU2Y1RqY3NkZz09IiwibWFjIjoiYmUyMDVhMGJkMzI0ZDM5MzIzNTMzMmE4MmM2OGNmOGM1ZDI1ZGVjNWNjM2Q0MWFlNTdiZGNkMmM3YTMwOGRhNSIsInRhZyI6IiJ9 | Current | 0 | Ministry of Power | Electrical Switchgear and Other Electrical Products/Accessories | Switchgear, Metering and Accessories | Circuit breakers, switches and disconnectors | [Title]: IS/IEC 62271 (Part 106):2021 — High-voltage switchgear and controlgear Part 106: Alternating current contactors contactor-based controllers and motorstarters. [Classification]: Under ETD / ETD 08 - High Voltage Switchgear And Controlgear, categorized under Electrical Switchgear and Other Electrical Products/Accessories > Switchgear, Metering and Accessories > Circuit breakers, switches and disconnectors (Ministry of Power), Type: Product Specification. [Key Test Methods & Allied Standards]: Test Methods: Coaxial communication cables Part 1-108: Electrical test methods Test for characteristic impedance phase and group delay electrical length and propagation velocity First Revision; Electrical relays: Part 21 vibration, shock, bump and seismic tests on measuring relays and protection equipment: Sec 1 vibration tests (Sinusoidal); Live working - Portable equipment for earthing or earthing and short - Circuiting; Methods of Sampling and Test (Physical and Chemical) for Water and Waste Water Part 74 Vanadium. Components & Materials: High - Voltage test techniques: Part 1 general definitions and test requirements (Third Revision); High-Voltage Fuses Part 1 Current-Limiting Fuses (Second Revision); Photovoltaic (PV) Module Safety Qualification Part 1 Requirements for Construction (Second Revision); Self-Ballasted LED Lamps for General Lighting Services Part 1 Safety Requirements (First Revision); Time Relays and Coupling Relays for Industrial and Residential Use Part 1 Requirements and Tests (First Revision)
ETD | IS 14286 (Part 1/Sec 1):2023 | Terrestrial photovoltaic (PV) modules Design qualification and type approval Part 1-1 Special requirements for testing of crystalline silicon photovoltaic (PV) modules (Third Revision) | Current | 2023-05-23 | 2023 |  | 01 | ETD 28 - Solar Photovoltaic Energy Systems |  | Product Specification |  | 0 | 0 | 27 | IS 14286 : Part 1 : Sec 1 : 2019 |  | IEC 61215-1-1:2021 | Ministry of New and Renewable Energy | https://standards.bis.gov.in/website/standard-details?encryptedId=eyJpdiI6IkE4RjRTb295STc4NDhQS1NoZEdsb0E9PSIsInZhbHVlIjoiMjhoSVhxNk15WDhQQ0xlWU9BVmxkZz09IiwibWFjIjoiYzg4NmI4YTRkMzQ2Y2E0MTIwY2MxNjFmYmYwYzQyMGQ0M2UyYTE5Y2RlNWIwZDBkZjg3NGUxODYyMTAyNDQyZiIsInRhZyI6IiJ9 | Current | 0 | Ministry of New and Renewable Energy | Electrical Switchgear and Other Electrical Products/Accessories | Renewable energy devices | PV modules | [Title]: IS 14286 (Part 1/Sec 1):2023 — Terrestrial photovoltaic (PV) modules Design qualification and type approval Part 1-1 Special requirements for testing of crystalline silicon photovoltaic (PV) modules (Third Revision). [Classification]: Under ETD / ETD 28 - Solar Photovoltaic Energy Systems, categorized under Electrical Switchgear and Other Electrical Products/Accessories > Renewable energy devices > PV modules (Ministry of New and Renewable Energy), Type: Product Specification. [Key Test Methods & Allied Standards]: Test Methods: Photovoltaic Devices Part 3 Measurement Principles for Terrestrial Photovoltaic PV Solar Devices with Reference Spectral Irradiance Data ( Third Revision ); Photovoltaic Devices Part 7: Computation of the Spectral Mismatch Correction For Measurements of Photovoltaic Devices (First Revision); Photovoltaic Devices Part 1 Measurement of Photovoltaic Current-Voltage Characteristics ( Second Revision ); Environmental Testing Part 4 Tests - Test Cab: Damp Heat, Steady State ( Second Revision ); Photovoltaic Devices Part 10: Methods of Linear Dependence and Linearity Measurements (Second Revision); (+11 more). Terminology: Solar Photovoltaic Energy Systems Terms, Definitions and Symbols (Second Revision). Codes of Practice: Protection Against Electric Shock - Common Aspects for Installation and Equipment (First Revision); Photovoltaic devices Part 14: Guidelines for production line measurements of single-junction PV module maximum power output and reporting at standard test conditions. Components & Materials: Photovoltaic (PV) Module Safety Qualification Part 1 Requirements for Construction (Second Revision); Connectors for d.c. Application in Photovoltaic Systems Safety Requirements and Tests; Low-Voltage Fuses Part 6 Supplementary Requirements for Fuse-Links for the Protection of Solar Photovoltaic Energy Systems; Photovoltaic Devices Part 1 Measurement of Current-voltage Characteristics Section 2 Bifacial photovoltaic ( PV ) devices; Photovoltaic (PV) Modules -Type Approval, Design and Safety Qualification Retesting (First Revision). Related Standards: Photovoltaic Devices Part 2 Requirements for Photovoltaic Reference Devices (Third Revision); Photovoltaic Devices Procedures for Temperature and Irradiance Corrections to Measured I-V Characteristics (Second Revision); Terrestrial Photovoltaic ( PV ) Modules Guidelines for Increased Confidence in PV Module Design Qualification and Type Approval
ETD | IS 14286 (Part 1/Sec 2):2023 | Terrestrial photovoltaic (PV) modules Design qualification and type approval Part 1-2 Special requirements for testing of thin-film Cadmium Telluride (CdTe) based photovoltaic (PV) modules (Third Revision) | Current | 2023-05-23 | 2023 |  | 01 | ETD 28 - Solar Photovoltaic Energy Systems |  | Product Specification |  | 0 | 0 | 28 | IS 14286 : Part 1 : Sec 2 : 2019 |  | IEC 61215-1-2:2021 | Ministry of New and Renewable Energy | https://standards.bis.gov.in/website/standard-details?encryptedId=eyJpdiI6ImtaMEFhRkwrZFphZk84VitGZWlZbWc9PSIsInZhbHVlIjoibERPM1NYMy9aMW9Dc3J1ZS9XTXVpdz09IiwibWFjIjoiNzEzMjEyNTY3NjJkNTU1MzQ2MzVmNDE2OWFmODRkZGNiZDA1ZmQxNzU0NzFlMGIzMGFiNjA5OTY5ZTQ1YWIxZSIsInRhZyI6IiJ9 | Current | 0 | Ministry of New and Renewable Energy | Electrical Switchgear and Other Electrical Products/Accessories | Renewable energy devices | PV modules | [Title]: IS 14286 (Part 1/Sec 2):2023 — Terrestrial photovoltaic (PV) modules Design qualification and type approval Part 1-2 Special requirements for testing of thin-film Cadmium Telluride (CdTe) based photovoltaic (PV) modules (Third Revision). [Classification]: Under ETD / ETD 28 - Solar Photovoltaic Energy Systems, categorized under Electrical Switchgear and Other Electrical Products/Accessories > Renewable energy devices > PV modules (Ministry of New and Renewable Energy), Type: Product Specification. [Key Test Methods & Allied Standards]: Test Methods: Photovoltaic Devices Part 3 Measurement Principles for Terrestrial Photovoltaic PV Solar Devices with Reference Spectral Irradiance Data ( Third Revision ); Photovoltaic Devices Part 7: Computation of the Spectral Mismatch Correction For Measurements of Photovoltaic Devices (First Revision); Photovoltaic Devices Part 1 Measurement of Photovoltaic Current-Voltage Characteristics ( Second Revision ); Environmental Testing Part 4 Tests - Test Cab: Damp Heat, Steady State ( Second Revision ); Photovoltaic Devices Part 10: Methods of Linear Dependence and Linearity Measurements (Second Revision); (+11 more). Terminology: Solar Photovoltaic Energy Systems Terms, Definitions and Symbols (Second Revision). Codes of Practice: Protection Against Electric Shock - Common Aspects for Installation and Equipment (First Revision); Photovoltaic devices Part 14: Guidelines for production line measurements of single-junction PV module maximum power output and reporting at standard test conditions. Components & Materials: Photovoltaic (PV) Module Safety Qualification Part 1 Requirements for Construction (Second Revision); Connectors for d.c. Application in Photovoltaic Systems Safety Requirements and Tests; Low-Voltage Fuses Part 6 Supplementary Requirements for Fuse-Links for the Protection of Solar Photovoltaic Energy Systems; Terrestrial photovoltaic (PV) modules Design qualification and type approval Part 1-1 Special requirements for testing of crystalline silicon photovoltaic (PV) modules (Third Revision); Photovoltaic Devices Part 1 Measurement of Current-voltage Characteristics Section 2 Bifacial photovoltaic ( PV ) devices; (+1 more). Related Standards: Photovoltaic Devices Part 2 Requirements for Photovoltaic Reference Devices (Third Revision); Photovoltaic Devices Procedures for Temperature and Irradiance Corrections to Measured I-V Characteristics (Second Revision); Terrestrial Photovoltaic ( PV ) Modules Guidelines for Increased Confidence in PV Module Design Qualification and Type Approval
ETD | IS 14286 (Part 1/Sec 3):2023 | Terrestrial photovoltaic (PV) modules Design qualification and type approval Part 1-3 Special requirements for testing of thin-film amorphous silicon based photovoltaic (PV) modules (Third Revision) | Current | 2023-05-23 | 2023 |  | 01 | ETD 28 - Solar Photovoltaic Energy Systems |  | Product Specification |  | 0 | 0 | 33 | IS 14286 : Part 1 : Sec 3 : 2019 |  | IEC 61215-1-3:2021 | Ministry of New and Renewable Energy | https://standards.bis.gov.in/website/standard-details?encryptedId=eyJpdiI6IjZXQWd1ZlR4ZkhLU2pWTjMxVldpbFE9PSIsInZhbHVlIjoicHVjWUpKd25Fdk9UUDNac0NneUFYQT09IiwibWFjIjoiZGMzZDdiODhkNjg0ODQ5NzFkZDdiYmNhOWI2NjFhNzM1M2YxODhlOGEwYzQ5ZTk0NDU1NzFmNDMyODFmMGI2YSIsInRhZyI6IiJ9 | Current | 0 | Ministry of New and Renewable Energy | Electrical Switchgear and Other Electrical Products/Accessories | Renewable energy devices | PV modules | [Title]: IS 14286 (Part 1/Sec 3):2023 — Terrestrial photovoltaic (PV) modules Design qualification and type approval Part 1-3 Special requirements for testing of thin-film amorphous silicon based photovoltaic (PV) modules (Third Revision). [Classification]: Under ETD / ETD 28 - Solar Photovoltaic Energy Systems, categorized under Electrical Switchgear and Other Electrical Products/Accessories > Renewable energy devices > PV modules (Ministry of New and Renewable Energy), Type: Product Specification. [Key Test Methods & Allied Standards]: Test Methods: Photovoltaic Devices Part 3 Measurement Principles for Terrestrial Photovoltaic PV Solar Devices with Reference Spectral Irradiance Data ( Third Revision ); Photovoltaic Devices Part 7: Computation of the Spectral Mismatch Correction For Measurements of Photovoltaic Devices (First Revision); Photovoltaic Devices Part 1 Measurement of Photovoltaic Current-Voltage Characteristics ( Second Revision ); Environmental Testing Part 4 Tests - Test Cab: Damp Heat, Steady State ( Second Revision ); Photovoltaic Devices Part 10: Methods of Linear Dependence and Linearity Measurements (Second Revision); (+13 more). Terminology: Solar Photovoltaic Energy Systems Terms, Definitions and Symbols (Second Revision). Codes of Practice: Protection Against Electric Shock - Common Aspects for Installation and Equipment (First Revision); Photovoltaic devices Part 14: Guidelines for production line measurements of single-junction PV module maximum power output and reporting at standard test conditions. Components & Materials: Photovoltaic (PV) Module Safety Qualification Part 1 Requirements for Construction (Second Revision); Connectors for d.c. Application in Photovoltaic Systems Safety Requirements and Tests; Low-Voltage Fuses Part 6 Supplementary Requirements for Fuse-Links for the Protection of Solar Photovoltaic Energy Systems; Terrestrial photovoltaic (PV) modules Design qualification and type approval Part 1-1 Special requirements for testing of crystalline silicon photovoltaic (PV) modules (Third Revision); Photovoltaic Devices Part 1 Measurement of Current-voltage Characteristics Section 2 Bifacial photovoltaic ( PV ) devices; (+2 more). Related Standards: Photovoltaic Devices Part 2 Requirements for Photovoltaic Reference Devices (Third Revision); Photovoltaic Devices Procedures for Temperature and Irradiance Corrections to Measured I-V Characteristics (Second Revision); Terrestrial Photovoltaic ( PV ) Modules Guidelines for Increased Confidence in PV Module Design Qualification and Type Approval; Terrestrial photovoltaic (PV) modules - Design qualification and type approval - Part 1: Test requirements
ETD | IS 14286 (Part 1/Sec 4):2023 | Terrestrial photovoltaic (PV) modules Design qualification and type approval Part 1-4 Special requirements for testing of thin-film Cu (In,ga) (S,Se) 2 based photovoltaic (PV) modules (Third Revision) | Current | 2023-05-23 | 2023 |  | 01 | ETD 28 - Solar Photovoltaic Energy Systems |  | Product Specification |  | 0 | 0 | 31 | IS 14286 : Part 1 : Sec 4 : 2019 |  | IEC 61215-1-4:2021 | Ministry of New and Renewable Energy | https://standards.bis.gov.in/website/standard-details?encryptedId=eyJpdiI6Ik4vdWJuYWg0bDlRMlcwKzVqWTBNYUE9PSIsInZhbHVlIjoiQ1Z4OWxyTDNlQ2FoOWhUdEQyZ21IZz09IiwibWFjIjoiOTM3YzNiYTllNDM2OGZjOWQ4MzRlNTYxYmNlYzBkOTI1NWZjODY5OGY5Yjc4YmViYTkxMTAyNzc1ODliNjIwNSIsInRhZyI6IiJ9 | Current | 0 | Ministry of New and Renewable Energy | Electrical Switchgear and Other Electrical Products/Accessories | Renewable energy devices | PV modules | [Title]: IS 14286 (Part 1/Sec 4):2023 — Terrestrial photovoltaic (PV) modules Design qualification and type approval Part 1-4 Special requirements for testing of thin-film Cu (In,ga) (S,Se) 2 based photovoltaic (PV) modules (Third Revision). [Classification]: Under ETD / ETD 28 - Solar Photovoltaic Energy Systems, categorized under Electrical Switchgear and Other Electrical Products/Accessories > Renewable energy devices > PV modules (Ministry of New and Renewable Energy), Type: Product Specification. [Key Test Methods & Allied Standards]: Test Methods: Photovoltaic Devices Part 3 Measurement Principles for Terrestrial Photovoltaic PV Solar Devices with Reference Spectral Irradiance Data ( Third Revision ); Photovoltaic Devices Part 7: Computation of the Spectral Mismatch Correction For Measurements of Photovoltaic Devices (First Revision); Photovoltaic Devices Part 1 Measurement of Photovoltaic Current-Voltage Characteristics ( Second Revision ); Environmental Testing Part 4 Tests - Test Cab: Damp Heat, Steady State ( Second Revision ); Photovoltaic Devices Part 10: Methods of Linear Dependence and Linearity Measurements (Second Revision); (+13 more). Terminology: Solar Photovoltaic Energy Systems Terms, Definitions and Symbols (Second Revision). Codes of Practice: Protection Against Electric Shock - Common Aspects for Installation and Equipment (First Revision); Photovoltaic devices Part 14: Guidelines for production line measurements of single-junction PV module maximum power output and reporting at standard test conditions. Components & Materials: Photovoltaic (PV) Module Safety Qualification Part 1 Requirements for Construction (Second Revision); Connectors for d.c. Application in Photovoltaic Systems Safety Requirements and Tests; Low-Voltage Fuses Part 6 Supplementary Requirements for Fuse-Links for the Protection of Solar Photovoltaic Energy Systems; Terrestrial photovoltaic (PV) modules Design qualification and type approval Part 1-1 Special requirements for testing of crystalline silicon photovoltaic (PV) modules (Third Revision); Photovoltaic Devices Part 1 Measurement of Current-voltage Characteristics Section 2 Bifacial photovoltaic ( PV ) devices; (+2 more). Related Standards: Photovoltaic Devices Part 2 Requirements for Photovoltaic Reference Devices (Third Revision); Photovoltaic Devices Procedures for Temperature and Irradiance Corrections to Measured I-V Characteristics (Second Revision); Terrestrial Photovoltaic ( PV ) Modules Guidelines for Increased Confidence in PV Module Design Qualification and Type Approval
ETD | IS 14697:2021 | ac STATIC TRANSFORMER OPERATED WATTHOUR METERS CLASS 02 S AND 05 S AND VAR-HOUR METERS CLASS 02 S 05 S AND 10 S - SPECIFICATION First Revision | Current | 2021-04-30 | 2021 |  | 01 | ETD 13 - Equipment For Electrical Energy Measurement And Load Control |  | Product Specification | Voluntary | 17 | 0 | 36 |  |  |  |  | https://standards.bis.gov.in/website/standard-details?encryptedId=eyJpdiI6IlVMR0kwbFgwZ1ZPd0R4OVp5OWRRQkE9PSIsInZhbHVlIjoiNkZMaExHbTVNY1IwQVNweS9iMy8vUT09IiwibWFjIjoiZDUyMzY5NzI1ZTYyMjU1YjE3M2FhMDdlOWFhOGYzZmY3MDEyYTg4NjRlZWJmMDI5NGM1NjU4YjU1MTAwNGY4OCIsInRhZyI6IiJ9 | Current | 0 |  | Electrical Switchgear and Other Electrical Products/Accessories | Switchgear, Metering and Accessories | Energy meters | [Title]: IS 14697:2021 — ac STATIC TRANSFORMER OPERATED WATTHOUR METERS CLASS 02 S AND 05 S AND VAR-HOUR METERS CLASS 02 S 05 S AND 10 S - SPECIFICATION First Revision. [Classification]: Under ETD / ETD 13 - Equipment For Electrical Energy Measurement And Load Control, categorized under Electrical Switchgear and Other Electrical Products/Accessories > Switchgear, Metering and Accessories > Energy meters, Certification: Voluntary, Type: Product Specification. [Covered Varieties & Grades]: 1. Type MK6N, Meter Constant 17000 imp/kWh/kVArh, Class 0.5S, 50Hz, 3 phase 3 wire, Voltage 2 x 110V, Current Ib : -/5A, Imax : 10A. 2. Type MK6N, Meter Constant 4510 imp/kWh/kVArh, Class 0.5S, 50Hz, 3 phase 4 wire, Voltage 3 x 240V, Current Ib : -/5A, Imax : 10A 1. Type MK6E, Meter Constant 42400 imp/kWh/kVArh, Class 0.2S, 50Hz, 3 phase 4 wire, Voltage 3 x 63.5V, Current Ib : -/1A, Imax : 2A. 2. Type MK6E, Meter Constant 8480 imp/kWh/kVArh, Class 0.2S, 50Hz, 3 phase 4 wire, Voltage 3 x 63.5V, Current Ib : -/5A, Imax : 10A. 3. Type MK6E, Meter Constant 42400 imp/kWh/kVArh, Class 0.2S, 50Hz, 3 phase 3 wire, Voltage 2 x 110V, Current Ib : -/1A, Imax : 2A. 4. Type MK6E, Meter Constant 8480 imp/kWh/kVArh, Class 0.2S, 50Hz, 3 phase 3 wire, Voltage 2 x 110V, Current Ib : -/5A, Imax : 10A; AC STATIC TRANFORMER OPERATED WATTHOUR METERS, THREE PHASE 3 x 240 V 50 Hz, 4 WIRE, CLASS 0.55, RATING -/5A ac Static Transformer Operated Watthour Meters, Three Phase, 3X63.5 V 50 Hz, 4 Wire, Class 0.2s, Rating-/5A; AC Static Transformer Operated Watthour and Var-hour Meter , Class 0.5 S, Type AEM-3CT,Three phase 4-wire, 240V comma Basic Current (Ib) 5A, Maximum current (Imax) 6A/7.5A/ 10A comma 50 Hz, Connection through current transformer only comma Insulating Encased, Electronic display.; Class 0.2 S for Var-hour, Type 03D-193, Three phase 4-wire comma Voltage 63.5V, Basic current Ib 1A, Maximum current Imax 1.2A, Frequency 50Hz, Connection through voltage transformer, Connection through current transformer comma Insulating Encased, Electronic display; Class 0.2 S for Watt-hour,Class 0.2 S for Var-hour,Type 03D-183, Three phase, 4-wire, Voltage 63.5V comma Basic current Ib 5A, Maximum current Imax 10A, Frequency 50Hz, Connection through voltage transformer, Connection through current transformer, Insulating Encased, Electronic display; Class 0.5 S(for Watt-hour), Class 0.5 S(for Var-hour), Type 03C/HC, Three phase 4-wire, Voltage 3X63.5V, Basic current (Ib) =5.... [Key Test Methods & Allied Standards]: Test Methods: PLASTICS METHOD OF TESTING PART 6 THERMAL PROPERTIES SECTION 3 DETERMINATION OF TEMPERATURE OF DEFLECTION UNDER LOAD GENERAL TEST METHOD; Fire hazard testing: Part 2 test methods: Sec 1 glow - Wire apparatus and common test procedure (Second Revision); Plastics - Methods of testing: Part 6 thermal properties section 17 determination of temperature of deflection under load - Plastics and ebonite (Second Revision); Electromagnetic compatibility (EMC): Part 4 testing and measurement techniques: Sec 2 electrostatic discharge immunity test (Second Revision); Random sampling and randomization procedures (First Revision); (+4 more). Codes of Practice: Graphical symbols for diagrams in the field of electrotechnology: Part 11 architectural and topographical installation plan and diagrams; VOLTAGE BANDS FOR ELECTRICAL INSTALLATIONS INCLUDING PREFERRED VOLTAGE AND FREQUENCY; Degrees of protection provided by enclosures (IP Code). Components & Materials: Graphical symbols for diagrams in the field of electrotechnology: Part 4 passive components; Testing equipment for AC electrical energy meters (First Revision); ac STATIC WATTHOUR METERS CLASS 1 AND 2-Specefication; Protection of persons and equipment by enclosures - Probes for verification (Second Revision); High - Voltage test techniques: Part 1 general definitions and test requirements (Third Revision); (+1 more). Related Standards: Graphical symbols for diagrams in the field of electrotechnology: Part 1 general information; Electromagnetic Compatibility of Multimedia Equipment Emission Requirements; Electricity metering equipment (a.c.) — General requirements, tests and test conditions — Part 11 Metering equipment and its amendment 1; Electricity metering equipment (a.c.) — Particular requirements – Part 22: Static meters for active energy (classes 0.2S and 0.5S)’ and its amendment 1
ETD | IS 1765:2020 | Direct-Current Potentiometers ( Third Revision ) | Current | 2020-08-31 | 2020 |  | 03 | ETD 12 - Measuring Equipment For Basic Electrical Quantities |  | Product Specification |  | 0 | 0 | 1 |  |  | IEC 60523 : 1975 + Amend 1 + Amend 2 (1997) | Ministry of Power | https://standards.bis.gov.in/website/standard-details?encryptedId=eyJpdiI6IkIvdWFFYVg4WS9pemd2R2s1VWZkZkE9PSIsInZhbHVlIjoiMTVncGVnNkRpM3l4TDZVWlh0dDJkUT09IiwibWFjIjoiNmEzOWFkMDE4NDk3NDRjYTlkMzNjYzNmMGY0YzU2NDE0YjZmN2Q5YjlmMjNmMGU3ZTgwZTNhZjVkZDIwZmE2NiIsInRhZyI6IiJ9 | Current | 0 | Ministry of Power | Electrical Switchgear and Other Electrical Products/Accessories | Electrical installations and general electricals | Tools and Equipments for live working | [Title]: IS 1765:2020 — Direct-Current Potentiometers ( Third Revision ). [Classification]: Under ETD / ETD 12 - Measuring Equipment For Basic Electrical Quantities, categorized under Electrical Switchgear and Other Electrical Products/Accessories > Electrical installations and general electricals > Tools and Equipments for live working (Ministry of Power), Type: Product Specification
ETD | IS/IEC 60079 (Part 0):2017 | Explosive Atmospheres Part 0 Equipment — General Requirements ( Third Revision ) | Current | 2020-08-31 | 2017 | 2026 | 03 | ETD 22 - Electrical Apparatus For Explosive Atmosphere |  | Product Specification |  | 0 | 0 | 48 |  |  | NULL | Ministry of Commerce and Industry, Ministry of Labour and Employment, Ministry of Mines, Ministry of Power | https://standards.bis.gov.in/website/standard-details?encryptedId=eyJpdiI6InI1dk5pT1JUTmN4SWVxNUk1MWp2dmc9PSIsInZhbHVlIjoiNzVCeGdJamFxRFdRKzlFSGoxRTNQQT09IiwibWFjIjoiNWI1N2U0MGFlYTM3NTFjYjVkZWZjZWM4ZDRjMGFiYTYzYzgzMGZkMTYxMTNjMzdmMmY3YTljOTE5MDAyMGU2MCIsInRhZyI6IiJ9 | Current | 0 | Ministry of Commerce and Industry, Ministry of Labour and Employment, Ministry of Mines, Ministry of Power | Equipments for use in Mines and Explosive Atmosphere | Electrical Equipment | Explosive atmosphere d, p, o, e, n, m types | [Title]: IS/IEC 60079 (Part 0):2017 — Explosive Atmospheres Part 0 Equipment — General Requirements ( Third Revision ). [Classification]: Under ETD / ETD 22 - Electrical Apparatus For Explosive Atmosphere, categorized under Equipments for use in Mines and Explosive Atmosphere > Electrical Equipment > Explosive atmosphere d, p, o, e, n, m types (Ministry of Commerce and Industry, Ministry of Labour and Employment, Ministry of Mines, Ministry of Power), Type: Product Specification. [Key Test Methods & Allied Standards]: Test Methods: Electrical insulating materials - Thermal endurance properties: Part 2 determination of thermal endurance properties of electrical insulating materials - Choice of test criteria (First Revision); Plastics - Methods of testing: Part 5 mechanical properties section 2 determination of tensile properties - Test conditions for moulding and extrusion plastics (First Revision); PLASTICS — METHODS OF TESTING PART 5 MECHANICAL PROPERTIES SECTION 5 DETERMINATION OF CHARPY IMPACT PROPERTIES SUBSEC 1 NON-INSTRUMENTED IMPACT TEST (Second Revision); PLASTICS METHOD OF TESTING PART 5 MECHANICAL PROPERTIES SECTION 7 DETERMINATION OF FLEXURAL PROPERTIES; Insulation Coordination for Equipment Within Low-Voltage Systems Part 1 Principles Requirements and Tests; (+4 more). Terminology: Electrotechnical Vocabulary: Part 60 Equipment for Explosive Atmospheres (Second Revision). Codes of Practice: Rotating electrical machines Part 5 Degrees of protection provided by the integral design of rotating electrical machines IP code - Classification (Third Revision); Degrees of protection provided by enclosures (IP Code). Safety Standards: Explosive Atmospheres - Part 1 : Equipment Protection by Flameproof Enclosures d""""; LOW-VOLTAGE SWITCHGEAR AND CONTROLGEAR PART 1 GENERAL RULES; Explosive Atmospheres Part 5 Equipment Protection by Powder Filling “q” (Second Revision); Electrical apparatus for use in the presence of combustible dust : Part 11 Protection by intrinsic safety `ID'. Components & Materials: Specification for vented type nickel cadmium batteries; Hexagon head bolts, screws, and nuts of property grades A and B: Part 1 Hexagon head bolts (Size range M1.6 to M64) (sixth revision); Hexagon head bolts screws and nuts of product grades A and B Part 2 Hexagon head screws (Size range M1.6 to M64 ) (Sixth revision of IS 1364 (Part 2)); Hexagon head bolts, screws and nuts of product grades A and B: Part 3 Hexagon nuts, style 1 (Size range M5 To M39) (sixth revision); CONDUIT SYSTEMS FOR CABLE MANAGEMENT OUTSIDE DIAMETERS OF CONDUITS FOR ELECTRICAL INSTALLATIONS AND THREADS FOR CONDUITS AND FITTINGS; (+12 more). Related Standards: Electrical Apparatus for Explosive Gas Atmospheres - Method of Test for Ignition Temperature; ISO general purpose metric screw threads - Tolerances: Part 1 principles and basic data (First Revision); Dimensions for clearance holes for bolts and screws (Third Revision); ISO general purpose metric screw threads: Part 4 Selected sizes for bolts, screws, studs and nuts (third revision); Hexagon socket set screws: Part 1 with flat point (Third Revision); (+4 more)
ETD | IS/IEC 61730 (Part 1):2016 | Photovoltaic (PV) Module Safety Qualification Part 1 Requirements for Construction ( First Revision ) | Current | 2019-06-30 | 2016 | 2024 | 01 | ETD 28 - Solar Photovoltaic Energy Systems |  | Product Specification |  | 0 | 0 | 19 |  |  |  | Ministry of New and Renewable Energy | https://standards.bis.gov.in/website/standard-details?encryptedId=eyJpdiI6IkJhandONGJuNlRuQnFVNklybVlKb2c9PSIsInZhbHVlIjoiNWJ2ZlUvaG5Hc2JOQ3B6aFdyMXFNQT09IiwibWFjIjoiNThiMTU1YjVlZmNhZTBjNGMwZmE4MzQwZWNiNzg3ZjRhMDk0NjNmY2QyMTQxMDA3YTFiZjFlM2JlODVmOGQxNCIsInRhZyI6IiJ9 | Current | 0 | Ministry of New and Renewable Energy | Electrical Switchgear and Other Electrical Products/Accessories | Renewable energy devices | PV modules | [Title]: IS/IEC 61730 (Part 1):2016 — Photovoltaic (PV) Module Safety Qualification Part 1 Requirements for Construction ( First Revision ). [Classification]: Under ETD / ETD 28 - Solar Photovoltaic Energy Systems, categorized under Electrical Switchgear and Other Electrical Products/Accessories > Renewable energy devices > PV modules (Ministry of New and Renewable Energy), Type: Product Specification. [Key Test Methods & Allied Standards]: Test Methods: Electrical insulating materials - Thermal endurance properties: Part 2 determination of thermal endurance properties of electrical insulating materials - Choice of test criteria (First Revision); Insulation Coordination for Equipment Within Low-Voltage Systems Part 1 Principles Requirements and Tests; Insulation coordination for equipment within low - Voltage systems: Part 2 application guide: Sec 1 explanation of the application of the IEC 60664 series, dimensioning examples and dielectric testing (First Revision); Insulation Coordination for Equipment within Low-Voltage Systems Part 3 Use of Coating, Potting or Moulding for Protection against Pollution (First Revision); Method for the determination of the proof and the comparative tracking indices of solid insulating materials (Second Revision); (+1 more). Codes of Practice: Criteria for design of anchor blocks for penstocks with expansion joints (First Revision); Degrees of protection provided by enclosures (IP Code). Components & Materials: Rice bran oil - Specification (Third Revision); GASKETS AND PACKINGS GLAND PACKINGS ASBESTOS SPECIFICATION Third Revision; Textiles Mercerized Cotton Fabrics for Covering Aircrafts and gliders Specification ( Fourth Revision ); LifeBuoys - Specification; Specification for rigid bailers for lifeboats; (+1 more). Related Standards: Thermostats for general purpose electric ovens
ETD | IS 13730 (Part 49):2018 | Specifications for particular types of winding wires: Part 49 glass - Fibre wound, high temperature resin or varnish - Impregnated, bare or enamelled round copper wire, class 180 (First Revision) | Current | 2018-07-31 | 2018 | 2024 | 01 | ETD 33 - Winding Wire |  | Product Specification |  | 0 | 0 | 1 |  |  | IEC 60317-49 : 2012 | Ministry of Heavy Industries, Ministry of Power | https://standards.bis.gov.in/website/standard-details?encryptedId=eyJpdiI6ImlQdTlMbXF0cFplWWRwTzZuTXEyU0E9PSIsInZhbHVlIjoiVmN5dlZ5NVdkNkgzT3VsQlJPSXdhQT09IiwibWFjIjoiZjA0MDQyZTUxMzc0ZTc3NWZjOWY2ODBjNTNmZGU1NWRhODE5ZGQ2NmYzYjg4MTczMzFmY2M3NGYyYzAwMDIzYyIsInRhZyI6IiJ9 | Current | 0 | Ministry of Heavy Industries, Ministry of Power | Electrical Switchgear and Other Electrical Products/Accessories | Motors, Winding Wires and Accessories | Winding wires | [Title]: IS 13730 (Part 49):2018 — Specifications for particular types of winding wires: Part 49 glass - Fibre wound, high temperature resin or varnish - Impregnated, bare or enamelled round copper wire, class 180 (First Revision). [Classification]: Under ETD / ETD 33 - Winding Wire, categorized under Electrical Switchgear and Other Electrical Products/Accessories > Motors, Winding Wires and Accessories > Winding wires (Ministry of Heavy Industries, Ministry of Power), Type: Product Specification. [Key Test Methods & Allied Standards]: Components & Materials: Specification for Particular Types of Winding Wires Part 0 General Requirements Section 6 Glass-Fibre Wound Resin or Varnish Impregnated, Bare or Enamelled Round Copper Wire ( First Revision )
ETD | IS 13730 (Part 50):2018 | Specifications for particular types of winding wires: Part 50 glass - Fibre wound, silicone resin or varnish impregnated, bare or enamelled round copper wire, class 200 (First Revision) | Current | 2018-07-31 | 2018 | 2024 | 01 | ETD 33 - Winding Wire |  | Product Specification |  | 0 | 0 | 2 |  |  | IEC 60317-50 : 2012 | Ministry of Heavy Industries, Ministry of Power | https://standards.bis.gov.in/website/standard-details?encryptedId=eyJpdiI6InhkOHZUcHZxMVZGdFAxY3JJNXE5TWc9PSIsInZhbHVlIjoiYkxvZ1g0TGVzVUxHM2Jyb0srbUIrdz09IiwibWFjIjoiNWQ4MDAxNDBiMzMwNGM1YTE0NGMxM2VkMjNkY2QyNzFkMjgyOTUyNzllNzNmYWQ2ZDg3ZDEzZTk5ZjdiOWQ5MyIsInRhZyI6IiJ9 | Current | 0 | Ministry of Heavy Industries, Ministry of Power | Electrical Switchgear and Other Electrical Products/Accessories | Motors, Winding Wires and Accessories | Winding wires | [Title]: IS 13730 (Part 50):2018 — Specifications for particular types of winding wires: Part 50 glass - Fibre wound, silicone resin or varnish impregnated, bare or enamelled round copper wire, class 200 (First Revision). [Classification]: Under ETD / ETD 33 - Winding Wire, categorized under Electrical Switchgear and Other Electrical Products/Accessories > Motors, Winding Wires and Accessories > Winding wires (Ministry of Heavy Industries, Ministry of Power), Type: Product Specification. [Key Test Methods & Allied Standards]: Components & Materials: Specifications for particular types of winding wires: Part 13 polyester or polyesterimide overcoated with polyamide - Imide enamelled round copper wire, class 200 (First Revision) Amendment - 1; Specification for Particular Types of Winding Wires Part 0 General Requirements Section 6 Glass-Fibre Wound Resin or Varnish Impregnated, Bare or Enamelled Round Copper Wire ( First Revision )
ETD | IS 13730 (Part 53):2018 | Specifications for particular types of winding wires: Part 53 aromatic polyimide (Aramid) tape wrapped rectangular copper wire, temperature index 220 (First Revision) | Current | 2018-07-31 | 2018 | 2024 | 01 | ETD 33 - Winding Wire |  | Product Specification |  | 0 | 0 | 7 |  |  | IEC60317-53 : 2014 | Ministry of Heavy Industries, Ministry of Power | https://standards.bis.gov.in/website/standard-details?encryptedId=eyJpdiI6IlBaRW81aEN0Sy8vTmZ2VFNrNWxJcmc9PSIsInZhbHVlIjoidXJ4U05TT0s3bHB5UU1XM0N0akxPUT09IiwibWFjIjoiN2ZhMGU4NDE1NzQwYWFmOWVlZmNjMGNmMjc0Y2RlNzBmZTEyY2M0YWVkMDM5NTkzZGQ0NjZlNzllOGFkYjMzYiIsInRhZyI6IiJ9 | Current | 0 | Ministry of Heavy Industries, Ministry of Power | Electrical Switchgear and Other Electrical Products/Accessories | Motors, Winding Wires and Accessories | Winding wires | [Title]: IS 13730 (Part 53):2018 — Specifications for particular types of winding wires: Part 53 aromatic polyimide (Aramid) tape wrapped rectangular copper wire, temperature index 220 (First Revision). [Classification]: Under ETD / ETD 33 - Winding Wire, categorized under Electrical Switchgear and Other Electrical Products/Accessories > Motors, Winding Wires and Accessories > Winding wires (Ministry of Heavy Industries, Ministry of Power), Type: Product Specification. [Key Test Methods & Allied Standards]: Test Methods: Winding wires - Test methods: Part 2 determination of dimensions (First Revision); Winding wires - Methods of Test Part 1 General (Second Revision); Winding Wires - Methods of Test Part 3 Mechanical Properties ( Second Revision ); Winding wires - Test methods: Part 4 chemical properties (Second Revision); Winding wires - Test methods: Part 5 electrical properties (First Revision); (+2 more)
ETD | IS/IEC 60947 (Part 2):2016 | Low - Voltage switchgear and controlgear: Part 2 circuit - Breakers (First Revision) | Current | 2018-06-30 | 2016 | 2022 | 01 | ETD 07 - Low Voltage Switchgear And Controlgear |  | Product Specification | Mandatory | 35 | 0 | 19 |  |  | IEC 60947-2 : 2016 | Ministry of Power | https://standards.bis.gov.in/website/standard-details?encryptedId=eyJpdiI6Im4xMlUzZXVDYk5sWGVVcTU0eWpSM1E9PSIsInZhbHVlIjoiMndKWVU5N3ZvMGRYbkNjc3NvR3cxdz09IiwibWFjIjoiZWZkYjIwMjQzOWIxZWQ4MDFjNzJiZmNmYTI3Zjc1OWY3YTQ0NmQzZTAzNmE2MzAzYmViMTBkNTIyYTkzODM2OSIsInRhZyI6IiJ9 | Current | 0 | Ministry of Power | Electrical Switchgear and Other Electrical Products/Accessories | Switchgear, Metering and Accessories | Circuit breakers, switches and disconnectors | [Title]: IS/IEC 60947 (Part 2):2016 — Low - Voltage switchgear and controlgear: Part 2 circuit - Breakers (First Revision). [Classification]: Under ETD / ETD 07 - Low Voltage Switchgear And Controlgear, categorized under Electrical Switchgear and Other Electrical Products/Accessories > Switchgear, Metering and Accessories > Circuit breakers, switches and disconnectors (Ministry of Power), Certification: Mandatory, Type: Product Specification. [Covered Varieties & Grades]: == Name of the product: Low-Voltage Switchgear and Controlgear Part 2 Circuit Breakers, Model(s): 80A Single Pole - 111P080C, 111P080B, 80A Double Pole - 112P080C, 112P080B 80A Three Pole - 113P080C, 1113P080B, 80A Four Pole - 114P080C, 1114P080B, 100A Single Pole- 111P100C and 111P100B, 100A double pole- 112P100C and 112P100B , 100A three pole - 113P100C and 113P100B , 100A four pole - 114P100C and 114P100B, 125A - Single Pole - 111P125C and 111P125B, 125A- Double Pole - 112P125C and 112P125B, 125 A - Three Pole - 113P125C and 113P125B, 125A - Four Pole- 114P125C and 114P125B,No. of Poles (Cl. 4.2): One Pole, Two Pole, Three Pole, Four Pole,Type of Supply (Cl. 4.2): Single Phase AC and Three phase AC, Rated Voltages (V): (Cl. 4.3.2): 'Rated operational voltage (Ue) - 240/415 VAC, Rated insulation voltage (Ui) - 690V, Rated impulse withstand voltage (Uimp)- 4KV , Rated Currents (A): (Cl. 4.3.3): Rated current (In) - 80A, 100A, 125A, Conventional free air thermal current (Ith) - 80A, 100A, 125A, Conventional enclosed thermal current (Ithe) - NA, Rated Frequency (Hz): (Cl. 4.3.4): 50Hz/60Hz, Rated Duty: (Cl. 4.3.5): Uninterrupted duty, Short-circuit characteristics (Cl. 4.3.6): Rated short-circuit making capacity (Icm) - NA, Rated ultimate short-circuit breaking capacity (Icu) - 10KA, Rated service short-circuit breaking capacity (Ics) - 7.5KA, Rated short-time withstand current (Icw) - NA, Selectivity category: (Cl. 4.4): Selectivity Category A, Interrupting Medium (Cl. 3.2): Air-break, Method of installation (Cl. 3.7): Fixed, Method of controlling the operating mechanism (Operation) (Cl. 3.4): Dependent manual, Design / Construction Type (Cl. 3.3): Moulded case, Suitability for isolation (Cl. 3.5): Suitable for isolation, Provision for maintenance (Cl. 3.6): Non-maintainable, Type of Releases (Cl. 4.7): Inverse Time delay - Dependent on previous load, Pollution Degree (Cl. 6): Pollution Degree 2,Control Circuit, if applicable: (Cl. 4.5): NA, Auxiliary Circuit, .... [Key Test Methods & Allied Standards]: Test Methods: Electromagnetic Compatibility (EMC) Part 3 Limits Section 2 Limits for harmonic current emissions ( equipment input current ? 16 A per phase ) ( Third Revision ); Electromagnetic compatibility EMC: Part 4 testing and measurement techniques: Sec 11 voltage dips short interruptions and voltage variations immunity tests for equipment with input current up to 16 A per phase; Electromagnetic compatibility (EMC): Part 4 testing and measurement techniques: Sec 2 electrostatic discharge immunity test (Second Revision); Electromagnetic compatibility EMC Part 4 Testing and Measurement Techniques Section 3 Radiated radio-frequency electromagnetic field immunity test Second Revision; Insulation Coordination for Equipment Within Low-Voltage Systems Part 1 Principles Requirements and Tests; (+5 more). Terminology: Low-voltage electrical installations - Part 1: Fundamental principles, assessment of general characteristics, and definitions. Codes of Practice: Electrical installations of buildings - Part 5-51: Selection and erection of electrical equipment - Common rules; Protection against electric shock — Common aspects for installation and equipment. Safety Standards: LOW-VOLTAGE SWITCHGEAR AND CONTROLGEAR PART 1 GENERAL RULES. Components & Materials: Low-Voltage Switchgear and Controlgear Part 4 Contactors and Motor-Starters Section 1 Electromechanical Contactors and Motor-Starters. Related Standards: Low-voltage fuses — Part 1: General requirements
ETD | IS 13730 (Part 31):2018 | Specifications for particular types of winding wires: Part 31 glass fibre wound, resin or varnish impregnated, bare or enamelled rectangular copper wire, temperature index 180 (First Revision) | Current | 2018-06-30 | 2018 | 2024 | 01 | ETD 33 - Winding Wire |  | Product Specification |  | 0 | 0 | 1 |  |  | IEC 60317-31 : 2015 | Ministry of Heavy Industries, Ministry of Power | https://standards.bis.gov.in/website/standard-details?encryptedId=eyJpdiI6Im5YcHBuT0N6MUJTY05EcVZYT0UrRkE9PSIsInZhbHVlIjoiZG9VWFdsSTMwVjl6a1J3QklrakJIUT09IiwibWFjIjoiNGU5NjFmNWJmYzNmZDM1ODMxNjAyOWMyZmY4ZjcyMmI1MmY1YzY2YzJiMTBlY2ZiYzY4MjYwYWMzY2IxZmI0MCIsInRhZyI6IiJ9 | Current | 0 | Ministry of Heavy Industries, Ministry of Power | Electrical Switchgear and Other Electrical Products/Accessories | Motors, Winding Wires and Accessories | Winding wires | [Title]: IS 13730 (Part 31):2018 — Specifications for particular types of winding wires: Part 31 glass fibre wound, resin or varnish impregnated, bare or enamelled rectangular copper wire, temperature index 180 (First Revision). [Classification]: Under ETD / ETD 33 - Winding Wire, categorized under Electrical Switchgear and Other Electrical Products/Accessories > Motors, Winding Wires and Accessories > Winding wires (Ministry of Heavy Industries, Ministry of Power), Type: Product Specification. [Key Test Methods & Allied Standards]: Components & Materials: Specification for particular types of winding wires Part 0 General requirements Sec 4 glass - Fibre wound resin or varnish impregnated bare or enamelled rectangular copper wire (Third Revision)
ETD | IS 13730 (Part 32):2018 | Specifications for particular types of winding wires: Part 32 glass fibre wound, resin or varnish impregnated, bare or enamelled rectangular copper wire, temperature index 155 (First Revision) | Current | 2018-06-30 | 2018 | 2024 | 01 | ETD 33 - Winding Wire |  | Product Specification |  | 0 | 0 | 1 |  |  | IEC 60317-32 : 2015 | Ministry of Heavy Industries, Ministry of Power | https://standards.bis.gov.in/website/standard-details?encryptedId=eyJpdiI6InloSmRnT09vQnZxWThSSUVUUmROTlE9PSIsInZhbHVlIjoiclFHMk1jc0lUUDNmdk0wSFVJZ1pRQT09IiwibWFjIjoiN2E3ZmY4MTBiNzIyODA3NmY4MThjNDVkODZlNGFlZGEyNjc5ODQzZmY5YTQ3YmI4ZGE4Y2MwNWEwZGFjNjE4NSIsInRhZyI6IiJ9 | Current | 0 | Ministry of Heavy Industries, Ministry of Power | Electrical Switchgear and Other Electrical Products/Accessories | Motors, Winding Wires and Accessories | Winding wires | [Title]: IS 13730 (Part 32):2018 — Specifications for particular types of winding wires: Part 32 glass fibre wound, resin or varnish impregnated, bare or enamelled rectangular copper wire, temperature index 155 (First Revision). [Classification]: Under ETD / ETD 33 - Winding Wire, categorized under Electrical Switchgear and Other Electrical Products/Accessories > Motors, Winding Wires and Accessories > Winding wires (Ministry of Heavy Industries, Ministry of Power), Type: Product Specification. [Key Test Methods & Allied Standards]: Components & Materials: Specification for particular types of winding wires Part 0 General requirements Sec 4 glass - Fibre wound resin or varnish impregnated bare or enamelled rectangular copper wire (Third Revision)
ETD | IS 13730 (Part 33):2018 | Specifications for particular types of winding wires: Part 33 glass fibre wound, resin or varnish impregnated, bare or enamelled rectangular copper wire, temperature index 200 (First Revision) | Current | 2018-06-30 | 2018 | 2024 | 01 | ETD 33 - Winding Wire |  | Product Specification |  | 0 | 0 | 1 |  |  | IEC 60317-33 : 2015 | Ministry of Heavy Industries, Ministry of Power | https://standards.bis.gov.in/website/standard-details?encryptedId=eyJpdiI6IldrcERMS1pIVnhORGUySWpCdGxIOWc9PSIsInZhbHVlIjoidTFZTjJKRXVLYkhjVDhFRGVNNlErUT09IiwibWFjIjoiODA5MmZiYmRjMThiZjVlMGFiMjIxNWQ3ZWM3NjM4NjJhOWE2MmUyZjNjY2M1Yjg3MWJkMzFkNGNlNzdjODFiYiIsInRhZyI6IiJ9 | Current | 0 | Ministry of Heavy Industries, Ministry of Power | Electrical Switchgear and Other Electrical Products/Accessories | Motors, Winding Wires and Accessories | Winding wires | [Title]: IS 13730 (Part 33):2018 — Specifications for particular types of winding wires: Part 33 glass fibre wound, resin or varnish impregnated, bare or enamelled rectangular copper wire, temperature index 200 (First Revision). [Classification]: Under ETD / ETD 33 - Winding Wire, categorized under Electrical Switchgear and Other Electrical Products/Accessories > Motors, Winding Wires and Accessories > Winding wires (Ministry of Heavy Industries, Ministry of Power), Type: Product Specification. [Key Test Methods & Allied Standards]: Components & Materials: Specification for particular types of winding wires Part 0 General requirements Sec 4 glass - Fibre wound resin or varnish impregnated bare or enamelled rectangular copper wire (Third Revision)
ETD | IS 13730 (Part 39):2018 | Specifications for particular types of winding wires: Part 39 glass - Fibre braided resin or varnish - Impregnated, bare or enamelled rectangular copper wire, temperature index 180 (First Revision) | Current | 2018-06-30 | 2018 | 2024 | 01 | ETD 33 - Winding Wire |  | Product Specification |  | 0 | 0 | 1 |  |  | IEC 60317-39 : 2015 | Ministry of Heavy Industries, Ministry of Power | https://standards.bis.gov.in/website/standard-details?encryptedId=eyJpdiI6InhTTEJIOUc0MWpOc09TNk80cjRxZ1E9PSIsInZhbHVlIjoiVU9yZlM0ZS9vK3NIZm1oYkpSL1RWQT09IiwibWFjIjoiZWMyZDA5OTMyM2NlMTVlNzNhNmNmMTNiZTAyZDI5ZDczNTZmYjE3OWE4MzBiODJjOWVmZGRlMGY1N2Q4Njk4NSIsInRhZyI6IiJ9 | Current | 0 | Ministry of Heavy Industries, Ministry of Power | Electrical Switchgear and Other Electrical Products/Accessories | Motors, Winding Wires and Accessories | Winding wires | [Title]: IS 13730 (Part 39):2018 — Specifications for particular types of winding wires: Part 39 glass - Fibre braided resin or varnish - Impregnated, bare or enamelled rectangular copper wire, temperature index 180 (First Revision). [Classification]: Under ETD / ETD 33 - Winding Wire, categorized under Electrical Switchgear and Other Electrical Products/Accessories > Motors, Winding Wires and Accessories > Winding wires (Ministry of Heavy Industries, Ministry of Power), Type: Product Specification. [Key Test Methods & Allied Standards]: Components & Materials: Specifications for particular types of winding wires: Part 0 general requirements: Sec 5 glass - Fibre braided, resin or varnish impregnated, bare or enamelled rectangular copper wire (First Revision)
ETD | IS 13730 (Part 48):2018 | Specifications for particular types of winding wires: Part 48 glass - Fibre wound resin or varnish impregnated, bare or enamelled round copper wire, temperature index 155 (First Revision) | Current | 2018-06-30 | 2018 | 2024 | 01 | ETD 33 - Winding Wire |  | Product Specification |  | 0 | 0 | 1 |  |  | IEC 60217-48 : 2012 | Ministry of Heavy Industries, Ministry of Power | https://standards.bis.gov.in/website/standard-details?encryptedId=eyJpdiI6IkFRN1YybFhZS3ZLRTBGTHY0dE9kSkE9PSIsInZhbHVlIjoiZjRWYmNwWFgwc1BOOFlJeDMwcGY5QT09IiwibWFjIjoiNzQyODdlOWZiMjdiOGVlODMxNzU2MTg3Zjk3YTVmMDk0ZGYzYTExYzBiMDE3YjdhNDhjNjFhZThlNzkxNmQwMSIsInRhZyI6IiJ9 | Current | 0 | Ministry of Heavy Industries, Ministry of Power | Electrical Switchgear and Other Electrical Products/Accessories | Motors, Winding Wires and Accessories | Winding wires | [Title]: IS 13730 (Part 48):2018 — Specifications for particular types of winding wires: Part 48 glass - Fibre wound resin or varnish impregnated, bare or enamelled round copper wire, temperature index 155 (First Revision). [Classification]: Under ETD / ETD 33 - Winding Wire, categorized under Electrical Switchgear and Other Electrical Products/Accessories > Motors, Winding Wires and Accessories > Winding wires (Ministry of Heavy Industries, Ministry of Power), Type: Product Specification. [Key Test Methods & Allied Standards]: Components & Materials: Specification for Particular Types of Winding Wires Part 0 General Requirements Section 6 Glass-Fibre Wound Resin or Varnish Impregnated, Bare or Enamelled Round Copper Wire ( First Revision )
ETD | IS/IEC 62271 (Part 201):2014 | High-Voltage Switchgear and Controlgear Part 201 ac Solid-Insulation Enclosed Switchgear and Controlgear for Rated Voltages Above 1 kV up to and Including 52 kV ( First Revision ) | Current | 2018-05-31 | 2014 | 2024 | 01 | ETD 08 - High Voltage Switchgear And Controlgear |  | Product Specification |  | 0 | 0 | 10 |  |  | NULL | Ministry of Power | https://standards.bis.gov.in/website/standard-details?encryptedId=eyJpdiI6IkZhSVJBd2JjK0NYOHQzRTZaYW9yU1E9PSIsInZhbHVlIjoid1ppV0ljd3JpeDNHQnQva29NMVJaZz09IiwibWFjIjoiMzA5MWMzNGY3MmUxZmY1NGQwYmRhNDI0ZGI0YTIxNDQ4YjQ0MzFkNDEwODlkMzNmZTQ1NWFiZmNjNTY2YTFiNiIsInRhZyI6IiJ9 | Current | 0 | Ministry of Power | Electrical Switchgear and Other Electrical Products/Accessories | Switchgear, Metering and Accessories | Circuit breakers, switches and disconnectors | [Title]: IS/IEC 62271 (Part 201):2014 — High-Voltage Switchgear and Controlgear Part 201 ac Solid-Insulation Enclosed Switchgear and Controlgear for Rated Voltages Above 1 kV up to and Including 52 kV ( First Revision ). [Classification]: Under ETD / ETD 08 - High Voltage Switchgear And Controlgear, categorized under Electrical Switchgear and Other Electrical Products/Accessories > Switchgear, Metering and Accessories > Circuit breakers, switches and disconnectors (Ministry of Power), Type: Product Specification
ETD | IS 2071 (Part 1):2016 | High - Voltage test techniques: Part 1 general definitions and test requirements (Third Revision) | Current | 2016-07-31 | 2016 | 2024 | 03 | ETD 19 - High Voltage Engineering |  | Product Specification |  | 0 | 0 | 6 |  |  | IEC 60060-1 : 2010 | Ministry of Power | https://standards.bis.gov.in/website/standard-details?encryptedId=eyJpdiI6InMrS2YvOXNlNytLbmdCeUZjclVKOWc9PSIsInZhbHVlIjoicSt0WVArYWx5NmVZL1JtTElTMUpSZz09IiwibWFjIjoiMmE4MmU3NGJmYjk4NWM3MDk2Y2NlYTE0ODIyYzA5NzZkOTJmMWNmYjA5ZjI3YTFiMDg4OGYzYzNhOGY5MWU2ZSIsInRhZyI6IiJ9 | Current | 0 | Ministry of Power | Electrical Switchgear and Other Electrical Products/Accessories | Switchgear, Metering and Accessories | Electrical measuring equipment | [Title]: IS 2071 (Part 1):2016 — High - Voltage test techniques: Part 1 general definitions and test requirements (Third Revision). [Classification]: Under ETD / ETD 19 - High Voltage Engineering, categorized under Electrical Switchgear and Other Electrical Products/Accessories > Switchgear, Metering and Accessories > Electrical measuring equipment (Ministry of Power), Type: Product Specification. [Key Test Methods & Allied Standards]: Test Methods: High - Voltage test techniques: Part 2 measuring systems; Instruments And Software Used For Measurements In High-Voltage And High-Current Tests Part 1: Requirements For Instruments For Impulse Tests First Revision; Instruments and software used for measurement in high - Voltage and high current tests: Part 2 requirements for software for tests with impulse voltages and currents (First Revision); Artificial pollution test on highVoltage ceramic and glass insulators to be used on a.c. systems (Second Revision); High - Voltage test techniques - Partial discharge measurements. Terminology: High-current test techniques: Definitions and requirements for test currents and measuring systems
ETD | IS 12021:2015 | Control transformers or switchgear and controlgear for voltages not exceeding 1000 v a.c. - Specification (First Revision) | Current | 2015-11-30 | 2015 | 2025 | 01 | ETD 07 - Low Voltage Switchgear And Controlgear |  | Product Specification |  | 0 | 0 | 6 |  |  |  | Ministry of Commerce and Industry - Department for Promotion of Industry and Internal Trade (DPIIT), Ministry of Power | https://standards.bis.gov.in/website/standard-details?encryptedId=eyJpdiI6IlJucnBxSlVwRmRyMHFnV3ltL1BYK0E9PSIsInZhbHVlIjoiWjQvcU9XSW5qZFgydmdCb1Y3NmJrUT09IiwibWFjIjoiMTE1M2Q3ZGU3NzhjNTI5N2UyMDAxNGU0MzUxMWZhNzg3NTM4YWE5NDM2MjE4ZTQwOGFiM2E5ZmIyNzVlZGU0NyIsInRhZyI6IiJ9 | Current | 0 | Ministry of Commerce and Industry - Department for Promotion of Industry and Internal Trade (DPIIT), Ministry of Power | Electrical Switchgear and Other Electrical Products/Accessories | Switchgear, Metering and Accessories | Circuit breakers, switches and disconnectors | [Title]: IS 12021:2015 — Control transformers or switchgear and controlgear for voltages not exceeding 1000 v a.c. - Specification (First Revision). [Classification]: Under ETD / ETD 07 - Low Voltage Switchgear And Controlgear, categorized under Electrical Switchgear and Other Electrical Products/Accessories > Switchgear, Metering and Accessories > Circuit breakers, switches and disconnectors (Ministry of Commerce and Industry - Department for Promotion of Industry and Internal Trade (DPIIT), Ministry of Power), Type: Product Specification. [Key Test Methods & Allied Standards]: Test Methods: Methods of measuring temperature-rise of electrical equipment. Terminology: Service conditions for electrical equipment; Electrotechnical vocabulary: Part 38 power transformers and reactors (Second Revision). Codes of Practice: Preferred numbers: Part 1 series of preferred numbers (Second Revision). Safety Standards: LOW-VOLTAGE SWITCHGEAR AND CONTROLGEAR PART 1 GENERAL RULES. Related Standards: Voltage transformers: Part 1 General requirements
ETD | IS 1180 (Part 1):2014 | Outdoor Type Oil Immersed Distribution Transformers Upto and Including 2 500 kVA, 33kV - Specification Part 1 Mineral Oil Immersed (Fourth Revision) | Current | 2014-07-31 | 2014 | 2025 | 04 | ETD 16 - Transformers |  | Product Specification | Mandatory | 960 | 0 | 44 | IS 1180 (PART 2) : 1989 |  |  | Ministry of Heavy Industries, Ministry of Power | https://standards.bis.gov.in/website/standard-details?encryptedId=eyJpdiI6IjlkSStVN1JIVFpPZThabHZIdGdCMnc9PSIsInZhbHVlIjoiQ3FjNXpPWGtzT1RSbk9OcDlQcHV4Zz09IiwibWFjIjoiYTJjMjkyNmJmZmFjZGEwMTdkNjJhOWI5YzNhMTlkZDJlODgxOTlkM2MxNjk3OTE1ZDcwMmUwNzNmZmM3YzI1ZiIsInRhZyI6IiJ9 | Current | 0 | Ministry of Heavy Industries, Ministry of Power | Electrical Switchgear and Other Electrical Products/Accessories | Insulating material and systems | Industrial Transformer | [Title]: IS 1180 (Part 1):2014 — Outdoor Type Oil Immersed Distribution Transformers Upto and Including 2 500 kVA, 33kV - Specification Part 1 Mineral Oil Immersed (Fourth Revision). [Classification]: Under ETD / ETD 16 - Transformers, categorized under Electrical Switchgear and Other Electrical Products/Accessories > Insulating material and systems > Industrial Transformer (Ministry of Heavy Industries, Ministry of Power), Certification: Mandatory, Type: Product Specification. [Covered Varieties & Grades]: Outdoor Type Mineral Oil Immersed Distribution Transformers up to including 200 kVA, Nominal system voltage up to including 11 kV, Three phase, Sealed/Non-sealed, Aluminium wound, CRGO core, Energy Efficiency Level 1 and 2; Outdoor/Indoor Type Mineral Oil Immersed Distribution Transformers, Above 200 kVA and up to and including 2500 kVA, nominal system voltage upto and including 11kV, Three Phase, Non Sealed, Copper Winding, CRGO Core, Energy Efficiency Level - 2 and 1.; Outdoor/Indoor Type Mineral Oil Immersed Distribution Transformers, above 200KVA upto and including 2500 kVA , Nominal System Voltage above 11 KV and upto and including 22KV, Three Phase, Non-Sealed, Copper Winding , CRGO core, EEL-2 and 1; Outdoor/Indoor Type Mineral Oil Immersed Distribution Transformers, Above 200 kVA upto and including 315 kVA, up to and including 11 kV, Three Phase, non-sealed, Copper winding, CRGO Core, Energy Efficiency Level 1.; Outdoor/Indoor Type Mineral Oil Immersed Distribution Transformers, above 200 kVA upto and including 1250 kVA, Nominal system voltages upto and including 11 kV, Three Phase, Non-Sealed, Copper winding, CRGO Core, EEL-1; Outdoor/Indoor Type Mineral Oil Immersed DistributionTransformers, Up to and including 200 kVA, Nominal System Voltage uptoand including 11KV, Three Phase, Non-Sealed, Aluminium Winding , CRGOcore, EEL-1.; Outdoor/Indoor type Mineral Oil immersed Three Phase, Sealed type, Copper Conductor, CRGO Core, up to and including Energy Efficiency Level-2 Distribution Transformer with Nominal System Voltage 33 kV for ratings above 200 kVA to up to and including 1250 kVA; Outdoor/Indoor Type Mineral Oil Immersed Three-phase Distribution Transformer, non-sealed type, copper winding, CRGO core, up to and including Energy Efficiency Level- 3 for ratings above 200 kVA and up to and including 1000 kVA having nominal system voltage up to and including 11 kV as per IS 1180(Part1 ):2014.; Outdoor/Indoor type mineral oil immersed three phase distribut.... [Key Test Methods & Allied Standards]: Test Methods: Mechanical testing of metals - Tensile Testing; Power transformers: Part 2 temperature - Rise (First Revision); Power transformers: Part 3 insulation levels, dielectric tests and external clearances in air (Fourth Revision); Power transformers: Part 5 ability to with stand short circuit (First Revision); Cellulosic Papers for Electrical Purposes Part 2 Methods of Test (Second Revision); (+1 more). Terminology: Electrotechnical vocabulary: Part 38 power transformers and reactors (Second Revision); Cellulosic Papers for Electrical Purposes —Specification Part 1 Definitions and General Requirements (First Revision). Codes of Practice: Pipe threads where pressure - Tight joints are made on the threads - Verification by means of limit gauges (First Revision); Power transformers: Part 8 application guide. Components & Materials: Insulating liquids - Specifications for unused synthetic organic esters for electrical purposes; Rubber Gaskets - Specification; Copper Wire Rods for Electrical Applications — Specification ( First Revision ); Specifications for particular types of winding wires: Part 0 general requirements: Sec 3 enamelled round aluminium wire (First Revision); Specification for particular types of winding wires Part 17 Polyvinyl acetal enamelled rectangular copper wire class 105 (SECOND REVISION); (+12 more). Related Standards: Bushings for alternating voltages above 1 000 Volts; Grain orinted electrical steel sheets and strips; Dimensions for porcelain transformer bushings for use in normal and lightly polluted atmospheres: Part 1 up to and including 1 kV: Sec 1 Porcelain Parts (First Revision); Dimension for porcelain transformer bushings for use in normal and lightly polluted atmospheres: Part 5 - 36 kV bushings: Sec 1 porcelain parts (Second Revision); New Insulating Oils; (+1 more)
ETD | IS 368:2014 | Electric immersion water heaters - Specification (Fifth Revision) | Current | 2014-03-31 | 2014 | 2026 | 05 | ETD 32 - Electrical Appliances |  | Product Specification | Mandatory | 80 | 0 | 2 |  |  |  |  | https://standards.bis.gov.in/website/standard-details?encryptedId=eyJpdiI6InY2akdKazRQVDliV0pPS2lack80U2c9PSIsInZhbHVlIjoicVZVaVgremR5dHMrTHJacncyYTZRZz09IiwibWFjIjoiZWVhZTIzNjVjMzJkN2ZjZmE5NDI5YjQ0NjBkMTE1MzFmMzFmOTE0NzhjZTdiNzgyODdkMjM5MjMyN2QyZWZkYyIsInRhZyI6IiJ9 | Current | 0 |  | Electrical Appliances and Accessories | Domestic Appliances | Water heaters | [Title]: IS 368:2014 — Electric immersion water heaters - Specification (Fifth Revision). [Classification]: Under ETD / ETD 32 - Electrical Appliances, categorized under Electrical Appliances and Accessories > Domestic Appliances > Water heaters, Certification: Mandatory, Type: Product Specification. [Covered Varieties & Grades]: Class-1; Electric Immersion Water Heater upto and including 2000W, 230V, 50Hz, ac, class I, Ordinary (IPXO), Pollution degree 1.; Electric Immersion Water Heater, 1000 W to 2000?W,230V,50Hz,a.c.,Class-1, IPX1, Single Phase, Pollution Degree-III ,?Material Group- IIIa; Electric Immersion Water Heater, 2000W, 230 V 50Hz, a.c., Class I, Pollution Degree-1, IPX0.; Electric Immersion Water Heater, 1000W, 230 V 50Hz a.c., Class I, Pollution Degree-1, IPX0.; Electric Immersion Water Heaters, Class of Appliance -I, Insulation Class-F, Pollution degree-I, Degree of protection- IPX0, Material group- IIIa, Rated Input power- 1000W, 1500W, 2000W, rated voltage 230 V, rated frequency- 50 Hz, AC , Single Phase.; Electric Immersion Water Heaters, Class of Appliance : Class I, Pollution degree III, Material group IIIa, Rating : Up to and including 2000 W, 230 V, 50 Hz, Single Phase; Electric immersion water heater, 230V, 50Hz, ac, ordinary, classI, IPXO, Pollution degree III, material group III-a, wattage above 1000W & upto and including 2000W.; Portable Immersion Heater, class I appliance, pollution degree 1, material group Il, IPX7, above 1000W upto and including 2000W, 230V, 50 Hz, Single phase a.c.; electric immersion water heater,upto and including 2000W,230V,50Hz,ac,Single Phase,Class-I,IPX0,Pollution Degree-I; i)Electric Immersion Water Heater,Rating: Upto and Including 1000W, 230V, ac, 50Hz, Single Phase,Class I,Pollution Degree-III,Material Group-IIIa. ii)Electric Immersion Water Heater,Rating: Above 1000W, 230V, ac, 50Hz, Single Phase,Class I,Pollution Degree-III,Material Group-IIIa.. [Key Test Methods & Allied Standards]: Safety Standards: Household and Similar Electrical Appliances — Safety Part 1 General Requirements (Seventh Revision); Safety of household and similar electrical appliances: Part 2 particular requirements: Sec 201 electric immersion water heaters (First Revision)
ETD | IS 1652:2013 | Stationary cells and batteries, lead - Acid type with plante positive plates - Specification (Fourth Revision) | Current | 2013-10-31 | 2013 | 2024 | 04 | ETD 11 - Secondary Cells And Batteries |  | Product Specification |  | 0 | 0 | 7 |  |  |  | Ministry of Power | https://standards.bis.gov.in/website/standard-details?encryptedId=eyJpdiI6IlZpVFNyZFFyRElma3lDRmF0QVJyeWc9PSIsInZhbHVlIjoiZDVLVFVyM1Q2cVdOR0pBNWpMRFJBQT09IiwibWFjIjoiNjM4N2E0Y2VmMGMwNzYwOTEzZTc5ODQzZDAyODQxNjM4OGU3ODgzMjNiYWM5ODEwZTJjMjZmMmJjMjc3Y2M4NiIsInRhZyI6IiJ9 | Current | 0 | Ministry of Power | Electrical Appliances and Accessories | Domestic Appliances | Safety of electrical appliances | [Title]: IS 1652:2013 — Stationary cells and batteries, lead - Acid type with plante positive plates - Specification (Fourth Revision). [Classification]: Under ETD / ETD 11 - Secondary Cells And Batteries, categorized under Electrical Appliances and Accessories > Domestic Appliances > Safety of electrical appliances (Ministry of Power), Type: Product Specification. [Key Test Methods & Allied Standards]: Test Methods: General requirements and methods of tests for lead - Acid storage batteries (Second Revision). Terminology: Specification for synthetic separators for lead - Acid batteries (First Revision); Electrotechnical Vocabulary - Part 8 : Secondary Cells and Batteries. Components & Materials: Sealing compound for lead - Acid bateries (Bitumen Based) - Specification (First Revision); Quality Tolerances for Water for Storage Batteries - Specification (Third Revision); Rubber and Plastics Containers for Lead-Acid Storage Batteries — Specification ( Third Revision ); Sulphuric Acid - Specification (Fifth Revision)
ETD | IS 418:2004 | Tungsten filament lamps for domestic and similar general lighting purposes (Fourth Revision) | Current | 2004-05-31 | 2004 | 2025 | 04 | ETD 23 - Lamps And Related Equipments |  | Product Specification | Mandatory | 4 | 0 | 1 |  |  | IEC 60064 | Ministry of Electronics and Information Technology, Ministry of Power | https://standards.bis.gov.in/website/standard-details?encryptedId=eyJpdiI6IlVITEJrOHdwVkVFbU1UM1dLaUY5RkE9PSIsInZhbHVlIjoiSDVhUmw4bW4yZU1vdHRzS01scmd5dz09IiwibWFjIjoiNDdlNjNiYjkwYmRkNGFiNmI5ZTAzMGNjZDNhZDZmOTFlYmU1NDRlY2M3NjVhNDkzZTdiYmM4OTQyM2UwMWM5ZiIsInRhZyI6IiJ9 | Current | 0 | Ministry of Electronics and Information Technology, Ministry of Power | Electrical Appliances and Accessories | Lamps, Luminaire and Accessories | Luminaires & lighting | [Title]: IS 418:2004 — Tungsten filament lamps for domestic and similar general lighting purposes (Fourth Revision). [Classification]: Under ETD / ETD 23 - Lamps And Related Equipments, categorized under Electrical Appliances and Accessories > Lamps, Luminaire and Accessories > Luminaires & lighting (Ministry of Electronics and Information Technology, Ministry of Power), Certification: Mandatory, Type: Product Specification. [Covered Varieties & Grades]: 1. 230V, 25W TO 100W 2. 230V, 25W TO 100W, COILED COIL WITH E27 CAPS; 40 W 230 V CC with B22 Bayonet Cap 60 W 230 V CC with B22 Bayonet Cap 75 W 230 V CC with B22 Bayonet Cap 60 to 100 W, 230 V ,CC with E-27 caps; Tungsten Filament Lamp for Domestic and Similar General Lighting Purposes 250V,100W,K55, CC clear, B22dD cap; UPTO & INCLUDING 100W, 230V,240V,250V, CC, B22 CAP, CLEAR FINISH; 25W TO 100W, 230V, CC, E27 CAP. [Key Test Methods & Allied Standards]: Terminology: Glass Bulb Designation System for Lamps ( First Revision )
ETD | IS 8783 (Part 2):2026 | Winding wires for submersible motors - Specification: Part 2 materials for dielectric and jacket (Second Revision) | Current | 2026-06-09 | 2026 |  | 02 | ETD 33 - Winding Wire | 29.060.10 | Product Specification |  | 0 | 0 | 9 | IS 8783 (Part 2):1995 |  |  | Ministry of Agriculture - Department of Agriculture and Farmer Welfare | https://standards.bis.gov.in/website/standard-details?encryptedId=eyJpdiI6ImVFajloVlBJbVNveit6WVRFWlpKSHc9PSIsInZhbHVlIjoiOUNOTHJaRHdybWJMUHVVYkxlNVhoQT09IiwibWFjIjoiMGM4YTRkOWRjOWFhMDIxODRiYjA1NDY1MWJiYTkzNTg4N2IzMmIyYjY1MDQ3MGM4ODE0YjI0ZDA3MGQ1YmIzMiIsInRhZyI6IiJ9 | Current | 0 | Ministry of Agriculture - Department of Agriculture and Farmer Welfare | Electrical Switchgear and Other Electrical Products/Accessories | Motors, Winding Wires and Accessories | Winding wires | [Title]: IS 8783 (Part 2):2026 — Winding wires for submersible motors - Specification: Part 2 materials for dielectric and jacket (Second Revision). [Classification]: Under ETD / ETD 33 - Winding Wire, categorized under Electrical Switchgear and Other Electrical Products/Accessories > Motors, Winding Wires and Accessories > Winding wires (Ministry of Agriculture - Department of Agriculture and Farmer Welfare), Type: Product Specification. [Key Test Methods & Allied Standards]: Test Methods: Methods of test for cables: Part 11 thermal ageing in air; Methods of test for cables: Part 12 shrinkage test; Methods of test for cables: Part 14 heat shock test; Methods of test for cables: Part 15 hot deformation test; Methods of test for cables: Part 30 hot set test; (+3 more). Terminology: Electrotechnical Vocabulary Part 32 Electric Cables ( Second Revision )
ETD | IS 8783 (Part 4/Sec 1):2026 | Winding wires for submersible motors - Specification: Part 4 specification for indmdual wires: Sec 1 HR PVC insulated wires (Second Revision) | Current | 2026-06-09 | 2026 |  | 02 | ETD 33 - Winding Wire | 29.060.10 | Product Specification |  | 8 | 0 | 11 | IS 8783 (Part 4/Sec 1):1995 |  |  | Ministry of Agriculture - Department of Agriculture and Farmer Welfare | https://standards.bis.gov.in/website/standard-details?encryptedId=eyJpdiI6Ii8yY2l5K2tmbXpjNCt0UGpkUmxVWlE9PSIsInZhbHVlIjoid3c1ODNkODF6eFVMUEwxSEZPTW84Zz09IiwibWFjIjoiMzJjODFiMjJjYjA3OTRlYjljNmM4OTIzMWU0ZTBjNzVlYzBkY2QxM2U4NmMxMDQwYmVhNjZiYzYxYjYxMGI0MCIsInRhZyI6IiJ9 | Current | 0 | Ministry of Agriculture - Department of Agriculture and Farmer Welfare | Electrical Switchgear and Other Electrical Products/Accessories | Motors, Winding Wires and Accessories | Winding wires | [Title]: IS 8783 (Part 4/Sec 1):2026 — Winding wires for submersible motors - Specification: Part 4 specification for indmdual wires: Sec 1 HR PVC insulated wires (Second Revision). [Classification]: Under ETD / ETD 33 - Winding Wire, categorized under Electrical Switchgear and Other Electrical Products/Accessories > Motors, Winding Wires and Accessories > Winding wires (Ministry of Agriculture - Department of Agriculture and Farmer Welfare), Type: Product Specification. [Covered Varieties & Grades]: 0.9 mm UPTO AND INCLUDING 2.6 mm; HR PVC Insulated Winding Wire (Type-1) for submersible motors; , Type 1 Insulation, with Solid Copper Conductors for overall cable lying diameter upto & including 7.10 mm; , with round solid copper conductor sizes from 1.13 sq.mm upto and including 5.73 sq.mm (both sizes including) (Nominal cross-sectional area of conductor); HR PVC Insulated submersible motor winding wire, Type-1, round solid copper conductor from 1.0 mm to 2.7 mm.; Round Solid Copper Conductor for Sizes from 1.13 mm2 UPTO and Including?5.73 mm2 (Nominal cross-sectional area of conductor) excluding sizes?4.150 mm2 and 5.310 mm2; size-all sizes as per IS:8783 / Grade I / Type 2. [Key Test Methods & Allied Standards]: Test Methods: Packaging of winding wires: Part 4 methods of test: Sec 1 delivery spools made from thermoplastic materials (First Revision); Winding wires for submersible motors - Specification: Part 3 methods of tests (First Revision). Components & Materials: Packaging of winding wires: Part 2 cylindrical barrelled delivery spools: Sec 2 specification for returnable spools made fromThermoplastic materials; Packaging of winding wires: Part 3 taper barrelled delivery spools: Sec 2 specification for returnable spools made fromThermoplastic materials; Winding wires for submersible motors - Specification: Part 1 conductor data (First Revision). Related Standards: Packaging of winding wires: Part 2 cylindrical barrelled delivery spools: Sec 1 basic dimensions; Packag - Ing of winding wires: Part 3 taper barrelled delivery spools: Sec 1 basic dimensions; Packaging of winding wires: Part 3 taper barrelled delivery spools: Sec 4 basic dimensions of containers for taper barrelled delivery spools
ETD | IS 8783 (Part 4/Sec 2):2026 | Winding wires for submersible motors - specification: Part 4 specification for individual wires: Sec 2 crosslinked polyethylene insulated and polyamide jacketed wires (Second Revision) | Current | 2026-06-09 | 2026 |  | 02 | ETD 33 - Winding Wire | 29.060.10 | Product Specification |  | 0 | 0 | 8 | IS 8783 (Part 4/Sec 2):1995 |  |  | Ministry of Agriculture - Department of Agriculture and Farmer Welfare | https://standards.bis.gov.in/website/standard-details?encryptedId=eyJpdiI6ImtDdXFpWm45UG1sdEZKVC8wMFYxMWc9PSIsInZhbHVlIjoiWVRKWURqUWJYQW4rMytsRjk3a3kwQT09IiwibWFjIjoiZGFiNzE4MjNmZWQyNDczNzY5ODk0MzAyMjc4NGM0NzFmY2I5ZWM4YWQ2NDg0ODU4YTdhMDUwZDY2MDkyZGEwNSIsInRhZyI6IiJ9 | Current | 0 | Ministry of Agriculture - Department of Agriculture and Farmer Welfare | Electrical Switchgear and Other Electrical Products/Accessories | Motors, Winding Wires and Accessories | Winding wires | [Title]: IS 8783 (Part 4/Sec 2):2026 — Winding wires for submersible motors - specification: Part 4 specification for individual wires: Sec 2 crosslinked polyethylene insulated and polyamide jacketed wires (Second Revision). [Classification]: Under ETD / ETD 33 - Winding Wire, categorized under Electrical Switchgear and Other Electrical Products/Accessories > Motors, Winding Wires and Accessories > Winding wires (Ministry of Agriculture - Department of Agriculture and Farmer Welfare), Type: Product Specification. [Key Test Methods & Allied Standards]: Test Methods: Winding wires for submersible motors - Specification: Part 3 methods of tests (First Revision). Components & Materials: Packaging of winding wires: Part 2 cylindrical barrelled delivery spools: Sec 2 specification for returnable spools made fromThermoplastic materials; Packaging of winding wires: Part 3 taper barrelled delivery spools: Sec 2 specification for returnable spools made fromThermoplastic materials; Winding wires for submersible motors - Specification: Part 1 conductor data (First Revision). Related Standards: Packaging of winding wires: Part 2 cylindrical barrelled delivery spools: Sec 1 basic dimensions; Packag - Ing of winding wires: Part 3 taper barrelled delivery spools: Sec 1 basic dimensions
ETD | IS 8783 (Part 4/Sec 3):2026 | Winding wires for submersible motors - Specification: Part 4 specification for individual wires: Sec 3 polyester and polypropylene insulated winding wires (Second Revision) | Current | 2026-06-09 | 2026 |  | 02 | ETD 33 - Winding Wire | 29.060.10 | Product Specification |  | 20 | 0 | 10 | IS 8783 (Part 4/Sec 3):1995 |  |  | Ministry of Agriculture - Department of Agriculture and Farmer Welfare | https://standards.bis.gov.in/website/standard-details?encryptedId=eyJpdiI6IkFiRm9taWV2czlwVEh1TVVwOHovS0E9PSIsInZhbHVlIjoiRHVkM0FjNlIwSVl0Q0o4SG13eFJhUT09IiwibWFjIjoiY2JjMTlmNTczNDY5MGRjMGQwODJhYTc1N2E2Y2JjYTg3NGNmZWI0ZmEzZWY3NTJiM2E1ODdjNzhiMGNlZTdmZCIsInRhZyI6IiJ9 | Current | 0 | Ministry of Agriculture - Department of Agriculture and Farmer Welfare | Electrical Switchgear and Other Electrical Products/Accessories | Motors, Winding Wires and Accessories | Winding wires | [Title]: IS 8783 (Part 4/Sec 3):2026 — Winding wires for submersible motors - Specification: Part 4 specification for individual wires: Sec 3 polyester and polypropylene insulated winding wires (Second Revision). [Classification]: Under ETD / ETD 33 - Winding Wire, categorized under Electrical Switchgear and Other Electrical Products/Accessories > Motors, Winding Wires and Accessories > Winding wires (Ministry of Agriculture - Department of Agriculture and Farmer Welfare), Type: Product Specification. [Covered Varieties & Grades]: POLYSTER AND POLYPROPYLENE INSULATED WIRE FOR SUBMERSIBLE MOTOS, SIZE 1.3mm. Dia upto 2.8mm polyster & polyprolene wire 2.0mm dia; ; , with solid round copper conductor for sizes upto and including 5.73 mm2 (nominal cross section are of conductor); 2.76 mm; , with solid round copper conductor for size 0.950 mm2 (Nominal cross sectional area of conductor); , with solid round copper conductor for sizes 0.125mm2, 0.196mm2, 0.283mm2, 0.332mm2, 0.385mm2, 0.442mm2, 0.502mm2, 0.638mm2, 0.769mm2, 0.785mm2, 0.850mm2, 1.130mm2, 1.330mm2, 1.540mm2, 1.770mm2, 2.010mm2, 2.270mm2, 2.540mm2, 2.840mm2, 3.140mm2 (Nominal cross-sectional area of conductor); , with solid round copper conductor for sizes from 0.196 mm2 upto and including 4.91 mm2 (Nominal cross- sectional area of conductor); , with solid round copper conductor for sizes upto and including 6.16 mm2 (Nominal crosssectional area of conductor); Polyester and Polypropylene insulated winding wire for submersible motor for Size 1.1 mm SIZE 0.4MM TO 30MM; nominal conductor diameter 0.4mm to 1.4mm(both included); polyester and polypropylene insulated winding wire for submersible motor for sizes 0.4 mm to 2.7 mm. [Key Test Methods & Allied Standards]: Test Methods: Packaging of winding wires: Part 4 methods of test: Sec 1 delivery spools made from thermoplastic materials (First Revision); Winding wires for submersible motors - Specification: Part 3 methods of tests (First Revision). Components & Materials: Packaging of winding wires: Part 2 cylindrical barrelled delivery spools: Sec 2 specification for returnable spools made fromThermoplastic materials; Packaging of winding wires: Part 3 taper barrelled delivery spools: Sec 2 specification for returnable spools made fromThermoplastic materials; Winding wires for submersible motors - Specification: Part 1 conductor data (First Revision). Related Standards: Packaging of winding wires: Part 2 cylindrical barrelled delivery spools: Sec 1 basic dimensions; Packag - Ing of winding wires: Part 3 taper barrelled delivery spools: Sec 1 basic dimensions
ETD | IS 1944:2026 | Code of Practice for Road and Tunnel Lighting (Second Revision) | Current | 2026-06-09 | 2026 |  | 02 | ETD 49 - Illumination Engineering And Luminiaries | 29.140.99 | Code of Practice |  | 0 | 0 | 0 | IS 1944 (Part 12):1970,IS 1944 (Part 5):1981,IS 1944 (Part 6):1981,IS 1944 (Part 7):1981 |  |  | Ministry of Power | https://standards.bis.gov.in/website/standard-details?encryptedId=eyJpdiI6ImZOOEZKMUZrWkt6S1cxN09PR29TMGc9PSIsInZhbHVlIjoieGNFZUZzMlFJYTJ3c3FlcjVscFNRQT09IiwibWFjIjoiYTMyNWE5OTlkZWRlMTg5NDMzN2FiNmI0YzU1NDYzNjE5ZDQ1Yzk3MzE5NjBmNzE1MmM2YmEzZmVlMzYzYTcyZiIsInRhZyI6IiJ9 | Current | 0 | Ministry of Power | Electrical Appliances and Accessories | Electrical Lamps and Wiring Accessories | Lamps & accessories | [Title]: IS 1944:2026 — Code of Practice for Road and Tunnel Lighting (Second Revision). [Classification]: Under ETD / ETD 49 - Illumination Engineering And Luminiaries, categorized under Electrical Appliances and Accessories > Electrical Lamps and Wiring Accessories > Lamps & accessories (Ministry of Power), Type: Code of Practice
ETD | IS 4289 (Part 1):2026 | Flexible Cables for Lifts and other Flexible Connections- Specification Part 1 Elastomer Insulated Cables | Current | 2026-05-26 | 2026 |  | 02 | ETD 09 - Power Cables | 29.060.20 | Product Specification |  | 0 | 0 | 17 | IS 4289 (Part 1):1984 |  |  | Ministry of Commerce and Industry - Department for Promotion of Industry and Internal Trade (DPIIT) | https://standards.bis.gov.in/website/standard-details?encryptedId=eyJpdiI6IlRTN1V4SW1JVjRRU2xQdzBveGowcnc9PSIsInZhbHVlIjoiYWtocE96a3JPL0VqNUlUcUFyR25tQT09IiwibWFjIjoiYjQzOTFjNzNlZDY5NzgwOGMzMDliYzRmMzMwYThkMzgxMmIzYTgxNWQxNTlhNzE1MzJkNzk5MWEwMGMwYzFiZiIsInRhZyI6IiJ9 | Current | 0 | Ministry of Commerce and Industry - Department for Promotion of Industry and Internal Trade (DPIIT) | Electrical Switchgear and Other Electrical Products/Accessories | Cables, Conductors, Wires and Accessories | Power cables | [Title]: IS 4289 (Part 1):2026 — Flexible Cables for Lifts and other Flexible Connections- Specification Part 1 Elastomer Insulated Cables. [Classification]: Under ETD / ETD 09 - Power Cables, categorized under Electrical Switchgear and Other Electrical Products/Accessories > Cables, Conductors, Wires and Accessories > Power cables (Ministry of Commerce and Industry - Department for Promotion of Industry and Internal Trade (DPIIT)), Type: Product Specification. [Key Test Methods & Allied Standards]: Test Methods: Methods of test for cables: Part 1 annealing test for wires used as conductors; Methods of test for cables: Part 11 thermal ageing in air; Methods of test for cables: Part 16 accelerated ageing test by oxygen pressure method; Methods of test for cables: Part 17 tear resistance test for heavy duty sheath; Methods of test for cables: Part 31 oil resistance test; (+8 more). Terminology: Electrotechnical Vocabulary Part 32 Electric Cables ( Second Revision ). Components & Materials: Conductors for insulated electric cables and flexible cords - Specification (Second Revision); Drums for Electric Cables - Specification (First Revision); Elastomeric Insulation and Sheath of Electric Cables - Specification (Second Revision)
ETD | IS 9708:2026 | Overhead lines Requirements and tests for aeolian vibration dampers | Current | 2026-03-20 | 2026 |  | 02 | ETD 37 - Conductors And Accessories For Overhead Lines | ICS 29.240.20 | Product Specification |  | 0 | 0 | 12 | IS 9708:1993 |  | IEC 61897:2020 | Ministry of Power | https://standards.bis.gov.in/website/standard-details?encryptedId=eyJpdiI6IlVQY29OYVJEcHhsMXhpaHZaU0dhQUE9PSIsInZhbHVlIjoiQnJMSFZscjdxOXdzR055MXdKbDFOZz09IiwibWFjIjoiZDE1YjYwODYyZDM0ODM0OTAyNTcwN2Y2ZjVjOGI5ZDAwNDA1NGFiN2U3NTI0NTYxODUwYTgzZTJiNGFlZjAzNyIsInRhZyI6IiJ9 | Current | 0 | Ministry of Power | Electrical Switchgear and Other Electrical Products/Accessories | Cables, Conductors, Wires and Accessories | Aluminum overhead conductors | [Title]: IS 9708:2026 — Overhead lines Requirements and tests for aeolian vibration dampers. [Classification]: Under ETD / ETD 37 - Conductors And Accessories For Overhead Lines, categorized under Electrical Switchgear and Other Electrical Products/Accessories > Cables, Conductors, Wires and Accessories > Aluminum overhead conductors (Ministry of Power), Type: Product Specification. [Key Test Methods & Allied Standards]: Test Methods: Overhead lines – Methods for testing self-damping characteristics of Conductors; Hot dip galvanized coatings on fabricated ferrous products iron and steel articles – Specifications and test methods 1); Sampling procedures for inspection by attributes: Part 1 sampling schemes indexed by acceptance quality limit (AQL) for lot - By - Lot inspection (Third Revision); Sampling inspection procedures: Part 3 attribute sampling plans indexed by limiting quality (LQ) for isolated lot inspection iso title sampling procedures for inspection by attributes: Part 2 sampling pians indexed by limiting quality (LQ) for isolated lot inspection; Sampling procedures for inspection by variables Part 1: Specification for single sampling plans indexed by acceptance quality limit AQL for lot-by-lot inspection for a single quality characteristic and a single AQL First Revision. Terminology: International Electrotechnical Vocabulary (IEV) – Chapter 466: Overhead lines. Components & Materials: HOLLOW CLAY TILES FOR FLOORS AND ROOFS SPECIFICATION PART 2 STRUCTURAL TYPE. Related Standards: Zinc-coated steel wires for stranded conductors; Overhead lines – Requirements and tests for fittings; Overhead lines – Requirements and tests for spacers; Overhead lines — Requirements and tests for aeolian vibration dampers; Quality management systems - Requirements (Fourth Revision)
ETD | IS 10322 (Part 5/Sec 1):2026 | Luminaires Part 5: Particular requirements Section 1: Fixed general purpose luminaires (Second Revision) | Current | 2026-02-02 | 2026 |  | 02 | ETD 49 - Illumination Engineering And Luminiaries | ICS 29.140. 40 | Product Specification |  | 0 | 0 | 0 | IS 10322 (Part 5/Sec 1):2012 |  | IEC 60598 (Part 2/Sec 1):2020 | Ministry of Electronics and Information Technology | https://standards.bis.gov.in/website/standard-details?encryptedId=eyJpdiI6InFDUWJEU1F6aWZjVXFJSEMzZnVISnc9PSIsInZhbHVlIjoiMUI0dHNGd2EyWnFmaTg2Z3dSLzFzQT09IiwibWFjIjoiZmVjNTU1ODc1NDc2YjI1MjcyZTNhOGNhZWM1ODE4ZDEwNzk2ZDBkNWQ5ZjI4ZDYxMjc0MDhjMmQxYWYxZDUyNCIsInRhZyI6IiJ9 | Current | 0 | Ministry of Electronics and Information Technology | Electrical Appliances and Accessories | Lamps, Luminaire and Accessories | Luminaires & lighting | [Title]: IS 10322 (Part 5/Sec 1):2026 — Luminaires Part 5: Particular requirements Section 1: Fixed general purpose luminaires (Second Revision). [Classification]: Under ETD / ETD 49 - Illumination Engineering And Luminiaries, categorized under Electrical Appliances and Accessories > Lamps, Luminaire and Accessories > Luminaires & lighting (Ministry of Electronics and Information Technology), Type: Product Specification
ETD | IS 10322 (Part 5/Sec 2):2026 | Luminaires Part 5: Particular requirements Section 2: Recessed luminaires and recessed air-handling luminaires (Second Revision) | Current | 2026-02-02 | 2026 |  | 02 | ETD 49 - Illumination Engineering And Luminiaries | ICS 29.140. 50 | Product Specification |  | 0 | 0 | 0 | IS 10322 (Part 5/Sec 2):2012 |  | IEC 60598 (Part 2/Sec 2):2023 | Ministry of Electronics and Information Technology | https://standards.bis.gov.in/website/standard-details?encryptedId=eyJpdiI6InhKZ0Z3aERrUzh3TDZDL0k4YWMxMGc9PSIsInZhbHVlIjoibFBFZWxyREYyWi9Ec2k0VUNlWFl0UT09IiwibWFjIjoiYjdlNzFjMzk0Y2E2NDkzZmE4ZWIxM2ZiYTFiMzFjZDU4YThlNjAzZDAzNTM5M2ZkMWJjZmM2ZDk3MDZlMTU5ZiIsInRhZyI6IiJ9 | Current | 0 | Ministry of Electronics and Information Technology | Electrical Appliances and Accessories | Lamps, Luminaire and Accessories | Luminaires & lighting | [Title]: IS 10322 (Part 5/Sec 2):2026 — Luminaires Part 5: Particular requirements Section 2: Recessed luminaires and recessed air-handling luminaires (Second Revision). [Classification]: Under ETD / ETD 49 - Illumination Engineering And Luminiaries, categorized under Electrical Appliances and Accessories > Lamps, Luminaire and Accessories > Luminaires & lighting (Ministry of Electronics and Information Technology), Type: Product Specification
ETD | IS 10322 (Part 5/Sec 5):2026 | Luminaires Part 5: Particular requirements Section 5: Floodlights (Second Revision) | Current | 2026-02-02 | 2026 |  | 02 | ETD 49 - Illumination Engineering And Luminiaries | ICS 29.140. 40 | Product Specification |  | 0 | 0 | 0 | IS 10322 (Part 5/Sec 5):2013 |  | IEC 60598 (Part 2/Sec 5):2015 | Ministry of Electronics and Information Technology | https://standards.bis.gov.in/website/standard-details?encryptedId=eyJpdiI6IkhqZU0zMEg2aXZmN2pYMytRZmVPR1E9PSIsInZhbHVlIjoiZllXeWVjeUIzOWlwSmFQbm1pSGlGdz09IiwibWFjIjoiYjRlNTJhMmNjYzU1YWEwZjA2MGVkNTY4MDQ1MjNkNzNhMTgwMzgxYzAzYzY2NDE4ODQwODkwYjg3MTRjMzUzYyIsInRhZyI6IiJ9 | Current | 0 | Ministry of Electronics and Information Technology | Electrical Appliances and Accessories | Lamps, Luminaire and Accessories | Luminaires & lighting | [Title]: IS 10322 (Part 5/Sec 5):2026 — Luminaires Part 5: Particular requirements Section 5: Floodlights (Second Revision). [Classification]: Under ETD / ETD 49 - Illumination Engineering And Luminiaries, categorized under Electrical Appliances and Accessories > Lamps, Luminaire and Accessories > Luminaires & lighting (Ministry of Electronics and Information Technology), Type: Product Specification
ETD | IS 13925 (Part 1):2025 | SHUNT CAPACITORS FOR AC POWER SYSTEMS HAVING A RATED VOLTAGE ABOVE 1 000 V PART 1: GENERAL Second Revision | Current | 2025-12-09 | 2025 |  | 02 | ETD 29 - Power Capacitors | 29.240.99; 31.060.70 | Product Specification |  | 0 | 0 | 0 | IS 13925 (Part 1):2012 |  | IEC 60871 (Part 1):2014 | Ministry of Power | https://standards.bis.gov.in/website/standard-details?encryptedId=eyJpdiI6ImJ5WXFuVHNOOS8vYlppWnZzU2t6OFE9PSIsInZhbHVlIjoiQSs4cFhrZDE5b2Q1QmRITWR5eit0Zz09IiwibWFjIjoiNWVhNGQ0M2U1YzgwMTkwZjY4NThkMjQ0ZGQxYWQxYjFhZWJiZGNjNzhlNzI0YmQyYmU3NzQwNzFhNWNmNDFhOSIsInRhZyI6IiJ9 | Current | 0 | Ministry of Power | Electrical Switchgear and Other Electrical Products/Accessories | Switchgear, Metering and Accessories | Power capacitors | [Title]: IS 13925 (Part 1):2025 — SHUNT CAPACITORS FOR AC POWER SYSTEMS HAVING A RATED VOLTAGE ABOVE 1 000 V PART 1: GENERAL Second Revision. [Classification]: Under ETD / ETD 29 - Power Capacitors, categorized under Electrical Switchgear and Other Electrical Products/Accessories > Switchgear, Metering and Accessories > Power capacitors (Ministry of Power), Type: Product Specification
ETD | IS/IEC 60691:2023 | Thermal-Links - Requirements and Application Guide (Second Revision) | Current | 2025-09-01 | 2023 |  | 02 | ETD 39 - Fuses |  | Product Specification |  | 0 | 0 | 11 |  |  | IEC 60691:2023 | Ministry of Heavy Industries | https://standards.bis.gov.in/website/standard-details?encryptedId=eyJpdiI6InJxOC9RTWRVTUJ0ZWY1dXdEMEFuNFE9PSIsInZhbHVlIjoiYTV5S3hPKzhaR1JQcFFpaGV6RWNiQT09IiwibWFjIjoiOGM2ZjA5N2FkYmUzYTExODc1ODU4MjU1NTcxN2FlMTcxMzMxNTYxOGZlZDdlNDU5MjZiMGU4OWI0OTgzZTdlMyIsInRhZyI6IiJ9 | Current | 0 | Ministry of Heavy Industries | Electrical Appliances and Accessories | Lamps, Luminaire and Accessories | Luminaires & lighting | [Title]: IS/IEC 60691:2023 — Thermal-Links - Requirements and Application Guide (Second Revision). [Classification]: Under ETD / ETD 39 - Fuses, categorized under Electrical Appliances and Accessories > Lamps, Luminaire and Accessories > Luminaires & lighting (Ministry of Heavy Industries), Type: Product Specification. [Key Test Methods & Allied Standards]: Test Methods: Electrical insulating materials - Thermal endurance properties: Part 6 determination of relative thermal endurance index (RTE) of an insulating material; Insulation Coordination for Equipment Within Low-Voltage Systems Part 1 Principles Requirements and Tests; Method for the determination of the proof and the comparative tracking indices of solid insulating materials (Second Revision); Fire hazard testing: Part 10 Abnormal heat: Sec 2 ball pressure test method; Fire hazard testing: Part 11 test flames :: Sec 10 50 w horizontal and vertical flame test methods; (+2 more). Safety Standards: Connecting devices — Flat quick-connect terminations for electrical copper conductors — Safety requirements. Components & Materials: Audio, video and similar electronic apparatus - Safety requirements (Fifth Revision); Miniature fuses Part 2 Cartridge fuse-links (Second Revision). Related Standards: Automatic electrical controls for household and similar use : part 1 General Requirements
ETD | IS/IEC 60269 (Part 7):2021 | Low Voltage Fuses Part 7 Fuse-Links for the Protection of Batteries and Battery Systems - Supplementary Requirements | Current / New Pub | 2025-07-17 | 2021 |  | 0 | ETD 39 - Fuses |  | Product Specification |  | 0 | 0 | 3 |  |  | IEC 60269-7:2021 | Ministry of Heavy Industries | https://standards.bis.gov.in/website/standard-details?encryptedId=eyJpdiI6InJ3Qk95V1BEUkNBZ0o0M3lrdFJQbkE9PSIsInZhbHVlIjoiRkc4eldTb3BvK2VTOGNiU1kzalJOdz09IiwibWFjIjoiNmYyN2EwZWM0M2MwMDlmNTgyYTEwNzA3ZDM4M2FkMTUyNTgyN2IwZGFiYTNkNGYyY2Q3NzdlZGYzNzdkN2U2MyIsInRhZyI6IiJ9 | Published | 0 | Ministry of Heavy Industries | Electrical Appliances and Accessories | Plugs, Sockets, Switches and accessories | Switch plugs, sockets and accessories | [Title]: IS/IEC 60269 (Part 7):2021 — Low Voltage Fuses Part 7 Fuse-Links for the Protection of Batteries and Battery Systems - Supplementary Requirements. [Classification]: Under ETD / ETD 39 - Fuses, categorized under Electrical Appliances and Accessories > Plugs, Sockets, Switches and accessories > Switch plugs, sockets and accessories (Ministry of Heavy Industries), Type: Product Specification. [Key Test Methods & Allied Standards]: Test Methods: General requirements for the competence of testing and calibration laboratories (Second Revision); IEC system of conformity assessment schemes for electrotechnical equipment and components (IECEE System), committee of testing laboratories (CTL), instrument accuracy limit. Components & Materials: Low-Voltage Fuses Part 1 General Requirements
ETD | IS/IEC 62271 (Part 207):2023 | High-voltage switchgear and controlgear Part 207: Seismic qualification for gas-insulated switchgear assemblies metal enclosed and solid-insulation enclosed switchgear for rated voltages above 1 kV Second Revision | Current | 2025-07-17 | 2023 |  | 02 | ETD 08 - High Voltage Switchgear And Controlgear |  | Code of Practice |  | 0 | 0 | 6 | IS/IEC 62271 : PART 207 : 2012 |  | IEC 62271-207: 2023 | Ministry of Power | https://standards.bis.gov.in/website/standard-details?encryptedId=eyJpdiI6ImRKQ0tQbERZb01Kd2NsYU1OV1RvNEE9PSIsInZhbHVlIjoiZUxhOU94QVdiV3VUckJlTVljdGlvUT09IiwibWFjIjoiMzAyOTM1Nzg5MjMxM2VlY2I3MmU1OThkYTdjOWRiNzBhMzZlOGI0NGVmNjMxYzc5NmFjYTU4M2FlMzkxY2ZhMSIsInRhZyI6IiJ9 | Current | 0 | Ministry of Power | Electrical Switchgear and Other Electrical Products/Accessories | Switchgear, Metering and Accessories | Circuit breakers, switches and disconnectors | [Title]: IS/IEC 62271 (Part 207):2023 — High-voltage switchgear and controlgear Part 207: Seismic qualification for gas-insulated switchgear assemblies metal enclosed and solid-insulation enclosed switchgear for rated voltages above 1 kV Second Revision. [Classification]: Under ETD / ETD 08 - High Voltage Switchgear And Controlgear, categorized under Electrical Switchgear and Other Electrical Products/Accessories > Switchgear, Metering and Accessories > Circuit breakers, switches and disconnectors (Ministry of Power), Type: Code of Practice. [Key Test Methods & Allied Standards]: Terminology: Mechanical Vibration, Shock and Condition Monitoring — Vocabulary ( First Revision ). Components & Materials: High-Voltage Switchgear and Controlgear Part 201 ac Solid-Insulation Enclosed Switchgear and Controlgear for Rated Voltages Above 1 kV up to and Including 52 kV ( First Revision ); Surge arresters: Part 4 metal - Oxide surge arresters without gaps for A.C. systems
ETD | IS 7098 (Part 1):2025 | Crosslinked Polyethylene Insulated Thermoplastic Sheathed Cables - Specification Part 1 For Working Voltages up to and Including 1 100 Volts (Second Revision) | Current | 2025-06-20 | 2025 | 2025 | 02 | ETD 09 - Power Cables |  | Product Specification | Mandatory | 407 | 0 | 35 | IS 7098 : Part 1 : 1988 |  |  | Ministry of Power | https://standards.bis.gov.in/website/standard-details?encryptedId=eyJpdiI6ImNTdTRHandSUDAvcDFHRWthSityamc9PSIsInZhbHVlIjoiR01VZ1dmOVdwOVpKbUl1VE1yL1lkQT09IiwibWFjIjoiNDU1MTlmYWI0NjU5ZGFiODU5MDVkNjljYWI4Yzk2MmRjZTY0ODIwN2YyYmQyOWI2YjNhMGU1YzAxMDkzY2Q3YyIsInRhZyI6IiJ9 | Current | 0 | Ministry of Power | Electrical Switchgear and Other Electrical Products/Accessories | Cables, Conductors, Wires and Accessories | Power cables | [Title]: IS 7098 (Part 1):2025 — Crosslinked Polyethylene Insulated Thermoplastic Sheathed Cables - Specification Part 1 For Working Voltages up to and Including 1 100 Volts (Second Revision). [Classification]: Under ETD / ETD 09 - Power Cables, categorized under Electrical Switchgear and Other Electrical Products/Accessories > Cables, Conductors, Wires and Accessories > Power cables (Ministry of Power), Certification: Mandatory, Type: Product Specification. [Covered Varieties & Grades]: , Armoured/Unarmoured, with copper conductor, Class 1 / 2, Category 01, except for use in mines, excluding low temperature application for working voltages upto and including 1100V for the following varieties: a) Single core for sizes upto and including 95 sq mm b) Multicore upto and including 4 cores, sizes upto and including 95 sq mm; , Armoured/Unarmoured, Insulation - Cross linked polyethylene (XLPE), PVC sheathed, Sizes upto and including 500mm2 (multi core) & 1000 mm2 (single core), with Aluminium/copper conductor, , with improved fire performance (Category ? 01/C1/C2); Cross-linked Polyethylene Insulated, PVC/PE Sheathed Cablesfor electric supply and control purposes, Armoured/Unarmoured,Aluminium/copper Conductor, class 1/2, except for use in mines,including Low-Temperature Applications, Category 01/C1/C2 for workingvoltages up to and including 1100 V for the following varieties: a)Single core for Sizes up to and including 400 sq mm. b) Multi - core upto and including 4 cores for sizes up to and including 400 sq.mm. 3)Multi - core up to and including 12 cores for sizes up to and including2.5 sq.mm; Crosslinked Polyethylene Insulated, , Unarmoured, with Aluminium Conductor, Class 1/2, Category 01, except for use in Mines, excluding Low Temperature Applications, for working Voltages up to and including 1100 V, for the following varieties: a) Single Core for Sizes upto and including 16 sqmm.; Crosslinked Polyethylene Insulated, PVC/LSHF Sheathed Cablesfor electric supply and control purposes, Armoured/Unarmoured, withAluminium/Copper Conductor, Class 1/2, Category 01/C1/C2/C3, except foruse in Mines, excluding Low Temperature Applications, for workingVoltages up to and including 1100 V, for the following varieties: a)Single Core for Sizes upto and including 400 sqmm. b) Multi-core uptoand including 4 Cores, Sizes upto and including 400 sqmm c)Multi-core(Only copper) above 4 cores upto and including 37 Cores, Sizesupto and including 2.5 sqmm; Crosslinked P.... [Key Test Methods & Allied Standards]: Test Methods: Fictitious calculation method for determination of dimensions of protective coverings of cables: Part 1: elastomeric and thermoplastic insulated cables; Methods of test for cables: Part 1 annealing test for wires used as conductors; Methods of test for cables: Part 10 loss of mass test; Methods of test for cables: Part 11 thermal ageing in air; Methods of test for cables: Part 12 shrinkage test; (+20 more). Terminology: Electrotechnical Vocabulary Part 32 Electric Cables ( Second Revision ). Codes of Practice: Recommended Current Ratings for Cables Part 6 Crosslinked Polyethylene Insulated PVC Sheathed Cables; Recommended Short Circuit Ratings of Electric Cables with Rated Voltage from 1.1 kV to 220 kV - Specification. Components & Materials: Drums for Electric Cables - Specification (First Revision); Low carbon galvanized steel wires, formed wires and tapes for armouring of cables - Specification (Third Revision); Hot-Dip Galvanized Coatings on Round Steel Wires - Requirements; Specification for PVC insulation and sheath of electric cables (First Revision); Conductors for insulated electric cables and flexible cords - Specification (Second Revision); (+1 more). Related Standards: Power cables with extruded insulation and their accessories for rated voltages from 1 kV (Um = 1,2 kV) up to 30 kV (Um = 36 kV) - Part 1: Cables for rated voltages of 1 kV (Um = 1,2 kV) and 3 kV (Um =
ETD | IS 4250:2025 | Electric Food-Mixers (Liquidizers and Grinders) and Centrifugal Juicers - Specification ( Second Revision ) | Current | 2025-03-27 | 2025 |  | 02 | ETD 32 - Electrical Appliances |  | Product Specification | Mandatory | 187 | 0 | 5 | IS 4250 : 1980 |  |  | Ministry of Commerce and Industry - Department for Promotion of Industry and Internal Trade (DPIIT) | https://standards.bis.gov.in/website/standard-details?encryptedId=eyJpdiI6ImhHVzBjUEVyWGNVU2tVOThZUG56UlE9PSIsInZhbHVlIjoiUFp6SERpVnZEbEplckNzRm5LS2FHdz09IiwibWFjIjoiZThkMjdmYmUwZDdmNjMyMDkwOWQ0ZDRlY2Y1MzExNmRlOTEyMWVhNmQ0NmNmM2I2MzJlNDdkYmE0NjA1YmQ5NiIsInRhZyI6IiJ9 | Current | 0 | Ministry of Commerce and Industry - Department for Promotion of Industry and Internal Trade (DPIIT) | Electrical Appliances and Accessories | Domestic Appliances | Electrical kitchen appliances | [Title]: IS 4250:2025 — Electric Food-Mixers (Liquidizers and Grinders) and Centrifugal Juicers - Specification ( Second Revision ). [Classification]: Under ETD / ETD 32 - Electrical Appliances, categorized under Electrical Appliances and Accessories > Domestic Appliances > Electrical kitchen appliances (Ministry of Commerce and Industry - Department for Promotion of Industry and Internal Trade (DPIIT)), Certification: Mandatory, Type: Product Specification. [Covered Varieties & Grades]: Domestic Electric Food Mixers, Functions: Centrifugal Juicer, Rated Input (wattage): 250W, Rated voltage: 230V, Normal Load: 25 KGs carrot well soaked in water for 24 hours, Continuous time rating, Class II appliance, Insulation Class F; Domestic electric food mixers: Liquidizer and Grinder, ModelNo: JPV-500W, Class I appliance, Rating: 500W, 230V, 50Hz, Single Phase,Pollution Degree 3, Material Group IIIa, Liquidizer Capacity 1 Litre,Grinder Capacity 100 ml, Normal Load: 75 grams Urad Dal well soaked inwater, Rating: Intermittent (1 min ON & 5 min OFF), Insulation ClassH, Not suitable for Whisking egg whites. b) Functions: Liquidizer andGrinder, Model No. JPV-600W, Class I appliance, Rating: 600W, 230V,50Hz, Single Phase, Pollution Degree 3, Material Group IIIa, LiquidizerCapacity 1 Litre, Grinder Capacity 100 ml, Normal Load 75 grams Urad Dalwell soaked in water, Rating: Intermittent (1min ON & 5min OFF)Insulation Class H, Not suitable for Whisking egg Whites. c) Functions:Liquidizer and Grinder, Model No. JPV-750W, Class I appliance, Rating:750W, 230V, 50Hz, Single Phase, Pollution Degree 3, Material Group IIIa,Liquidizer Capacity 1.5 Litre, Grinder Capacity 150 ml, Normal Load 150grams Urad Dal well soaked in water, Rating: Intermittent (1min ON &5min OFF) Insulation Class H, Not suitable for Whisking Egg whites; Functions: Liquidizer, Grinder and Centrifugal Juicer, Model No: Dasher, Class II appliance, Rating: 750W, 230V, 50Hz, Single Phase, Pollution Degree 3, Material Group IIIa, Liquidizer Capacity 1.5 Litre, Grinder Capacity 1000 ml, Centrifugal Juicer capacity 1.5 Litre, Normal Load(in terms of recipe): 300 grams Urad Dal well soaked in water, Rating: Intermittent (5min ON and 2min OFF), Insulation Class F, Not suitable for Whisking egg whites.; Functions: Liquidizer and Grinder, Model No: TREMENDO DX, Class I appliance, Rating: 1000W, 230V, 50Hz, Single Phase, Pollution Degree 1, Liquidizer Capacity 2 Litre, Grinder Capacity 1.3 Litre, Food processo.... [Key Test Methods & Allied Standards]: Test Methods: Neutron reference radiations fields : Part 1 Characteristics and methods of production. Safety Standards: Household and Similar Electrical Appliances — Safety Part 1 General Requirements (Seventh Revision). Components & Materials: Safety of household and similar electrical appliances: Part 2 particular requirements: Sec 14 electric kitchen machines (First Revision); Test Sieves — Specification Part 1 Wire Cloth Test Sieves ( Fourth Revision )
ETD | IS/IEC 60947 (Part 7/Sec 2):2009 | Low-voltage switchgear and controlgear Part 7 Ancillary equipment Section 2 Protective conductor terminal blocks for copper Conductors | Current / New Pub | 2025-01-29 | 2009 |  | 0 | ETD 07 - Low Voltage Switchgear And Controlgear |  | Product Specification |  | 0 | 0 | 2 |  |  | IEC 60947-7-2:2009 | Ministry of Heavy Industries | https://standards.bis.gov.in/website/standard-details?encryptedId=eyJpdiI6IkJOS3Q4T1V2WUR6K2xCUGJTT1RsS2c9PSIsInZhbHVlIjoiYWVJQ0ZZZ0FPYUdiUDhBb2F5Y1RVQT09IiwibWFjIjoiMjc5ZjcwNTVkNWFiODZhMmQzNTc4MDM0NTMyMDdkNTU3MGVkZDk5NmE2OTk5NTdhNTk4YmFlYmViOTI4MTFlOSIsInRhZyI6IiJ9 | Published | 0 | Ministry of Heavy Industries | Electrical Switchgear and Other Electrical Products/Accessories | Switchgear, Metering and Accessories | Circuit breakers, switches and disconnectors | [Title]: IS/IEC 60947 (Part 7/Sec 2):2009 — Low-voltage switchgear and controlgear Part 7 Ancillary equipment Section 2 Protective conductor terminal blocks for copper Conductors. [Classification]: Under ETD / ETD 07 - Low Voltage Switchgear And Controlgear, categorized under Electrical Switchgear and Other Electrical Products/Accessories > Switchgear, Metering and Accessories > Circuit breakers, switches and disconnectors (Ministry of Heavy Industries), Type: Product Specification. [Key Test Methods & Allied Standards]: Components & Materials: Dental Rotary Instruments - Cutters Part 4 Miniature Carbide Laboratory Cutters. Related Standards: Dimensions of low - Voltage switchgear and controlgear - Standardized mounting on rails for mechanical support of switchgear, controlgear and accessories (First Revision)
ETD | IS/IEC 60079 (Part 11):2023 | Explosive Atmospheres Part 11 Equipment Protection by Intrinsic Safety “i” (Second Revision) | Current | 2024-10-16 | 2023 |  | 02 | ETD 22 - Electrical Apparatus For Explosive Atmosphere |  | Product Specification | Voluntary | 27 | 0 | 20 | IS/IEC 60079 : PART 11 : 2011 |  | IEC 60079-11:2023 | Ministry of Coal | https://standards.bis.gov.in/website/standard-details?encryptedId=eyJpdiI6IkFJMUJRMnlyUEVSVS9lM3BVTjJON1E9PSIsInZhbHVlIjoibG02TXhxcktDMnlsU2diUkRLYlp0Zz09IiwibWFjIjoiM2Q3NzRjODY2NmNmZTVhNWVkNWViMTAzYWMyMjIwODMxOWFiOTZkZWY5ZGFlZWY4NDEzMzM4Mzc4N2I5OWRlNyIsInRhZyI6IiJ9 | Current | 0 | Ministry of Coal | Equipments for use in Mines and Explosive Atmosphere | Electrical Equipment | Explosive atmosphere d, p, o, e, n, m types | [Title]: IS/IEC 60079 (Part 11):2023 — Explosive Atmospheres Part 11 Equipment Protection by Intrinsic Safety “i” (Second Revision). [Classification]: Under ETD / ETD 22 - Electrical Apparatus For Explosive Atmosphere, categorized under Equipments for use in Mines and Explosive Atmosphere > Electrical Equipment > Explosive atmosphere d, p, o, e, n, m types (Ministry of Coal), Certification: Voluntary, Type: Product Specification. [Covered Varieties & Grades]: 1) Intrinsically Safe Pilot Circuit, Type no. IS-PT-01, TestReport No. CMF 25 INEx 0128 ISSUE NO.0, DTD: 13/06/2025. Drawing No.PILOT/001, Rev.2 DTD: 21/02/2025, Type of Protection and EPL: Ex ib, GasGroup-I, EPL Mb T4, IP:55; 2) Intrinsically SafeElectronic Circuit for Hooter. Type no.IS-RH-HT-01, Test Report No. CMF25 INEx 0130 ISSUE NO.0, DTD: 16/06/2025. Drawing No. FEPL/HOOTER/001,Rev.2 DTD: 21/02/2025, Type of Protection and EPL: Ex ib Gas Group- I& IIC EPL Mb & Gb, T6, IP:65; 3)Intrinsically Safe Circuit for Power Supply Unit, Type no.IS-RH-PSU-01,Test Report No. CMF 25 INEx 0126 ISSUE NO.0 DTD: 12/06/2025. Drawing No.FEPL/PSU/01, Rev.1, Dtd.21/05/2025, Type of Protection and EPL: Exi forGas Group- I, EPL Ma and Gas Group IIC EPL Gb, T4,IP:65.; 4) Intrinsically Safe Audio-Visual Alarmwith Intrinsically Safe Power Supply, Type No.IS-RH-AVA-01, Test ReportNo. CMF 25 INEx 0129 ISSUE NO.0 DTD: 13/06/2025. Drawing No.FEPL/AVA/01, Rev.2 DTD: 21/05/2025, Ex ib, Gas Group- I & IIB EPL Mb& Gb, T4, IP:65; 5) Intrinsically Safe withInbuilt Rechargeable Battery type portable hooter/siren, TypeNo.IS-RH-HSR-001, Test Reports No. CMF 25 INEx 0119 ISSUE NO.0 DTD:10/06/2025, Drawing No. FEPL/PORTABLE HOOTER/001, Rev.4, DTD:21/02/2025;Type of Protection and EPL: Ex ib, Gas Group- I & IIB EPL Mb &Gb, T6, IP:65; 6) Intrinsically Safe RechargeableLED Cap Lamp with External Battery. Type No. IS-RH-LED-02, Test ReportsNo. CMF 25 INEx 0139 ISSUE NO.0 DTD:01/07/2025 &IN/CIMFR/TR25/S/H139 DTD. 05/08/2025, Drawing No. FEPL/CAPLAMP/02, Rev.07, DTD.21/02/2025 & FEPL/CAP LAMP/02, Rev.8 DTD.21/06/2025; Type ofProtection and EPL: Ex ib, Gas Group- I EPL Mb T6,IP:65; 7) Intrinsically Safe Portable / Fixed LEDLamp, Type No. IS-RH-LED-04, Test Reports No. CMF 25 INEx 0168 ISSUE NO.0, DTD: 11/08/2025, Drawing No. FEPL/IS/LED/04, Rev.2, DTD:21/02/2025;Type of Protection and EPL: Ex ib, Gas Group-I&IIC EPL Mb & GbT6, IP:65; 8) Intrinsically Safe Rechargeable LEDCap Lamp with inbuilt battery. T.... [Key Test Methods & Allied Standards]: Test Methods: Winding wires - Test methods: Part 5 electrical properties (First Revision); Insulation Coordination for Equipment within Low-Voltage Systems Part 3 Use of Coating, Potting or Moulding for Protection against Pollution (First Revision); Method for the determination of the proof and the comparative tracking indices of solid insulating materials (Second Revision). Codes of Practice: Degrees of protection provided by enclosures (IP Code). Safety Standards: Electromechanical elementary relays: Part 1 general and safety requirements. Components & Materials: Explosive Atmospheres Part 0 Equipment — General Requirements ( Third Revision ); Miniature Fuses Part 1 Definitions for Miniature Fuses and General Requirements for Miniature Fuse-Links (Second Revision); Miniature fuses Part 2 Cartridge fuse-links (Second Revision); Specifications for particular types of winding wires: Part 0 general requirements: Sec 1 enamelled round copper wire (Second Revision); Miniature fuses: Part 4 universal modular fuse - Links (Umf) - Through - Hole and surface mount types Amendment - 1; (+6 more). Related Standards: Electrical insulation - Thermal evaluation and designation (Second Revision)
ETD | IS 13340 (Part 1):2024 | Shunt Power Capacitors of the Self-Healing Type for a.c. Systems Having a Rated Voltage up to and Including 1 000 V Part 1 General - Performance, Testing and Rating - Safety Requirements - Guide for Installation and Operation (Second Revision) | Current | 2024-10-15 | 2024 |  | 02 | ETD 29 - Power Capacitors |  | Product Specification | Mandatory | 40 | 0 | 6 | IS 13340 : PART 1 : 2012 |  | IEC 60831-1: 2014 | Ministry of Power | https://standards.bis.gov.in/website/standard-details?encryptedId=eyJpdiI6ImxSb3dGb0NTVHhSOTNqNVBESTVTbkE9PSIsInZhbHVlIjoiVlJsY1h5QUVySnk2L0k2WVg5RjkzZz09IiwibWFjIjoiNDE3N2JkNmM2ODg1NWFmMWE4ZDJmNDcyNzBhZmQwZTUzZjE3MzljYTI4NGZkYWZiZDcwZjI0YzcyOGY1ZmEzOCIsInRhZyI6IiJ9 | Current | 0 | Ministry of Power | Electrical Switchgear and Other Electrical Products/Accessories | Switchgear, Metering and Accessories | Power capacitors | [Title]: IS 13340 (Part 1):2024 — Shunt Power Capacitors of the Self-Healing Type for a.c. Systems Having a Rated Voltage up to and Including 1 000 V Part 1 General - Performance, Testing and Rating - Safety Requirements - Guide for Installation and Operation (Second Revision). [Classification]: Under ETD / ETD 29 - Power Capacitors, categorized under Electrical Switchgear and Other Electrical Products/Accessories > Switchgear, Metering and Accessories > Power capacitors (Ministry of Power), Certification: Mandatory, Type: Product Specification. [Covered Varieties & Grades]: 1 to 25 KVAR, 440V, 50Hz, 3 phase, with delta connection, temperature category 50 deg C, Insulation level 3/8kV; Power capacitors for self healing type for a power system having rated voltage up to 650 V for capacitor units rated capacity up to and including 225 KVAR capacitor blanks up to and including 100 KVAR 3 phase, rated voltage 415/440 V,rated feeqwuency 50 Hz temp category 50 deg C SH type of diaelectric Mpp connection Discharge device resistances 1E, insulation level 3 & type of impregnant NPCB Shunt Capacitors for power system 2 KVAR 440 V Non-self healing type with paper dieectric; Power capacitors of self healing type for ac power systems having rated voltage upto 1000 V of rating 1 KVAR to 25 KVAR, 415 V & 440 V, 3 phase, 50 Hz, insulation level 3/- kV, MPP dielectric, temperature category 50 deg cel, NPCB impregnant, delta connection, discharge device resistor, intended for installation not exposed to over voltages of atmospheric origin; Rated Output: 28.1 kVAR , Rated Voltage: 480 V , RatedFrequency: 50 Hz, Phase: Three phase, Type of Connection: Deltaconnection , Temperature Category: Category C, 50?C ambient , InsulationLevel: 3 /-kV; Rated Output: 25 kVAR , RatedVoltage: 440 V , Rated Frequency: 50 Hz, Phase: Three phase, Type ofConnection: Delta connection , Temperature Category: Category C, 50?Cambient, Insulation Level: 3 /-kV; Rated Output: 35kVAR , Rated Voltage: 525 V, Rated Frequency: 50 Hz, Phase: Three phase,Type of Connection: Delta connection, Temperature Category: Category C,50?C ambient, Insulation Level: 3 / -kV; Shunt power capacitors of self -healing type for AC systems.Rated Output : Up to 25 kVAR, Rated Voltage : 415/440 Vac, RatedFrequency : 50 Hz, Phase : Three Phase, Type of Connection : deltaconnection, Temperature Categories : -5/D, Insulation Levels : 3/-kV; Shunt power capacitors of the self healing type for acsystems, from 1 kVAR to 25 kVAR, upto and including 1000 Vac, 50 Hz, 3Phase with delta connection, temperatur.... [Key Test Methods & Allied Standards]: Test Methods: Electromagnetic compatibility (EMC): Part 4 testing and measurement techniques: Sec 1 overview of the IEC 61000 - 4 series (Second Revision). Terminology: NATUROPATHY - GLOSSARY OF TERMS. Components & Materials: High - Voltage test techniques: Part 1 general definitions and test requirements (Third Revision); Low-Voltage Fuses Part 1 General Requirements. Related Standards: Human Resource Management — Guidelines on Human Governance
ETD | IS 9385 (Part 1):2024 | High-Voltage Fuses Part 1 Current-Limiting Fuses (Second Revision) | Current | 2024-10-07 | 2024 |  | 02 | ETD 39 - Fuses |  | Product Specification |  | 0 | 0 | 0 |  |  | IS/IEC 60282 (Part 1) | Ministry of Power | https://standards.bis.gov.in/website/standard-details?encryptedId=eyJpdiI6IjdCbVBGU29SOTRtbkJxTFlaU05XMWc9PSIsInZhbHVlIjoiWFpMeFl5OHUzNjQ2N2lsWk1lcEM4dz09IiwibWFjIjoiNzI3MTU3M2UwM2E0NWE5YzEwNjgxYTMzNTdmNTZmNmMxOWYyMTdjNzgxMjVjODkyYmU5N2E2YjkxNzkxN2RiMiIsInRhZyI6IiJ9 | Current | 0 | Ministry of Power | Electrical Switchgear and Other Electrical Products/Accessories | Switchgear, Metering and Accessories | Circuit breakers, switches and disconnectors | [Title]: IS 9385 (Part 1):2024 — High-Voltage Fuses Part 1 Current-Limiting Fuses (Second Revision). [Classification]: Under ETD / ETD 39 - Fuses, categorized under Electrical Switchgear and Other Electrical Products/Accessories > Switchgear, Metering and Accessories > Circuit breakers, switches and disconnectors (Ministry of Power), Type: Product Specification
ETD | IS 14570:2024 | Electrical Measuring Transducers for Converting A.C and D.C Electrical Quantities to Analogue or Digital Signals (Third Revision) | Current | 2024-08-23 | 2024 |  | 02 | ETD 12 - Measuring Equipment For Basic Electrical Quantities |  | Product Specification |  | 0 | 0 | 10 | IS 14570 : 2021 |  | IEC 60688:2021 | Ministry of Commerce and Industry - Department for Promotion of Industry and Internal Trade (DPIIT) | https://standards.bis.gov.in/website/standard-details?encryptedId=eyJpdiI6InlmbGRjNzRwejNWT1g5YzlpdFNiaGc9PSIsInZhbHVlIjoiZkVtaHZsZlNYNmJyZ1p1eWl3WC8vQT09IiwibWFjIjoiOWM3ZmRmYjI5ZDlkN2NhNGQ4Nzg2ZDgyNDI0ZTk3ZmI4YmFmOWZhYWYxMDdhNTA1OWU1ZmRiNmJlNzBmYmRjMyIsInRhZyI6IiJ9 | Current | 0 | Ministry of Commerce and Industry - Department for Promotion of Industry and Internal Trade (DPIIT) | Electrical Switchgear and Other Electrical Products/Accessories | Switchgear, Metering and Accessories | Electrical measuring equipment | [Title]: IS 14570:2024 — Electrical Measuring Transducers for Converting A.C and D.C Electrical Quantities to Analogue or Digital Signals (Third Revision). [Classification]: Under ETD / ETD 12 - Measuring Equipment For Basic Electrical Quantities, categorized under Electrical Switchgear and Other Electrical Products/Accessories > Switchgear, Metering and Accessories > Electrical measuring equipment (Ministry of Commerce and Industry - Department for Promotion of Industry and Internal Trade (DPIIT)), Type: Product Specification. [Key Test Methods & Allied Standards]: Test Methods: Basic environmental testing procedures for electronic and electrical items: Part 7 impact test: Sec 1 shock (Test Ea) (Second Revision); Safety Requirements for Electrical Equipment for Measurement, Control and Laboratory Use Part 2-081 Particular Requirements for Automatic and Semi-automatic Laboratory Equipment for Analysis and Other Purposes; Environmental Testing Part 2 Tests Section 6 Test Fc: Vibration sinusoidal; Electrical equipment for measurement, control and laboratory use — EMC requirements — Part 1: General requirements; Electrical safety in low voltage distribution systems up to 1 000 V AC and 1 500 V DC — Equipment for testing, measuring or monitoring of protective measures — Part 12: Power metering and monitoring d. Codes of Practice: Measuring relays and protection equipment: Part 151 functional requirements for over/under current protection. Components & Materials: Safety of Transformers, Reactors, Power Supply Units and Combinations Thereof Part 1 General Requirements and Tests ( First Revision ); Safety requirements for electrical equipment for measurement, control, and laboratory use: Part 2 - 020 particular requirements for laboratory centrifuges
ETD | IS 5950:2024 | Shot Firing Cables (for Use Other than in Shafts) - Specification (Second Revision) | Current | 2024-07-09 | 2024 |  | 02 | ETD 09 - Power Cables |  | Product Specification | Mandatory | 4 | 0 | 3 | IS 5950 : 1984 |  |  | Ministry of Commerce and Industry - Department for Promotion of Industry and Internal Trade (DPIIT) | https://standards.bis.gov.in/website/standard-details?encryptedId=eyJpdiI6ImljVzRpV2VCR1FDUTU2RFUrR3dpUEE9PSIsInZhbHVlIjoiV2dRZmRFUHJtMW9EZHA4eVlnaXprZz09IiwibWFjIjoiNjBmNTFjMGI2OWY0NGI0NTBlYjQzZjRhZjZhOGU3YzI5Y2NlOTdkYjA5ZmVkOTk2NWJjNDNkMjA0MWRkYzcwZiIsInRhZyI6IiJ9 | Current | 0 | Ministry of Commerce and Industry - Department for Promotion of Industry and Internal Trade (DPIIT) | Electrical Switchgear and Other Electrical Products/Accessories | Cables, Conductors, Wires and Accessories | Power cables | [Title]: IS 5950:2024 — Shot Firing Cables (for Use Other than in Shafts) - Specification (Second Revision). [Classification]: Under ETD / ETD 09 - Power Cables, categorized under Electrical Switchgear and Other Electrical Products/Accessories > Cables, Conductors, Wires and Accessories > Power cables (Ministry of Commerce and Industry - Department for Promotion of Industry and Internal Trade (DPIIT)), Certification: Mandatory, Type: Product Specification. [Covered Varieties & Grades]: 1.0mm2,Type:I; 1.0 Sqmm (7/0.43mm) class 2,Annealed bare copper conductors,Twin parallel cores,Type-I,; PVC insulated Single Shot/; Type I and Type II (For use other than in Shafts.; Type-I PVC Insulated and Unsheathed,Twin cable (Parallel Twin) for?single-shot and multishot firing. [Key Test Methods & Allied Standards]: Terminology: Electrotechnical Vocabulary Part 32 Electric Cables ( Second Revision ). Components & Materials: Specification for PVC insulation and sheath of electric cables (First Revision); Conductors for insulated electric cables and flexible cords - Specification (Second Revision)
ETD | IS 302 (Part 2/Sec 7):2024 | Safety of Household And Similar Electrical Appliances Part 2 Particular Requirements Section 7: Domestic Electric Clothes Washing Machines | Current | 2024-01-17 | 2024 |  | 02 | ETD 32 - Electrical Appliances |  | Product Specification | Mandatory | 45 | 0 | 5 | IS 302 : Part 2 : Sec 7 : 2010 |  | IEC 60335-2-7 |  | https://standards.bis.gov.in/website/standard-details?encryptedId=eyJpdiI6IkNPZmV1YmN3NmwrcTdsMDRPOTB1eUE9PSIsInZhbHVlIjoiVllOMmRQdEJacElyZDAvOHUvL0tTZz09IiwibWFjIjoiMTgyMDczNGI3OThkYjhhY2FkMjUyZjBhNjFkNzU4NDYwMWUzNTg5OWU1ZWZiMDYyMTRjMmY2N2JjMjYwZWJmYiIsInRhZyI6IiJ9 | Current | 0 |  | Electrical Appliances and Accessories | Domestic Appliances | Safety of electrical appliances | [Title]: IS 302 (Part 2/Sec 7):2024 — Safety of Household And Similar Electrical Appliances Part 2 Particular Requirements Section 7: Domestic Electric Clothes Washing Machines. [Classification]: Under ETD / ETD 32 - Electrical Appliances, categorized under Electrical Appliances and Accessories > Domestic Appliances > Safety of electrical appliances, Certification: Mandatory, Type: Product Specification. [Covered Varieties & Grades]: 1.Model: VSAWM5-850PV10725, Type of Appliance: Impeller Washing Machine, Maximum mass of dry cloth: 8.5 Kg, Construction and other features: With separate drums for washing and water extraction that can be used simultaneously, Type of Operation: Power driven wringer, Method of Washing: With Detergent, Rating: Wash Tub Power:445 W, Spin Tub Power:190 W, Rated Voltage: 220V-240V Rating Rated Frequency: 50 Hz, Class of Appliance: Class I, Degree of Protection: IPX4, Material Group: IIIa, Pollution Degree: 3.; 2.Model: VSAWM5-800PV10725, Type of Appliance: Impeller Washing Machine, Maximum mass of dry cloth: 8 Kg, Construction and other features: With separate drums for washing and water extraction that can be used simultaneously, Type of Operation: Power driven wringer, Method of Washing: With Detergent, Rating: Wash Tub Power:445 W, Spin Tub Power:190 W, Rated Voltage: 220V-240V Rating Rated Frequency: 50 Hz, Class of Appliance: Class I, Degree of Protection: IPX4, Material Group: IIIa, Pollution Degree: 3.; 3.Model: VSAWM5-900PV10725, Type of Appliance: Impeller Washing Machine, Maximum mass of dry cloth: 9 Kg, Construction and other features: With separate drums for washing and water extraction that can be used simultaneously, Type of Operation: Power driven wringer, Method of Washing: With Detergent, Rating: Wash Tub Power:445 W, Spin Tub Power:190 W, Rated Voltage: 220V-240V Rating Rated Frequency: 50 Hz, Class of Appliance: Class I, Degree of Protection: IPX4, Material Group: IIIa, Pollution Degree: 3.; 5) Domestic Electric Cloth Washing Machine, Type of Appliance - Impeller Washing Machine(Top Load), Mass of dry cloth - 6.5 kg, Construction and other features - With separate drums for washing and water extraction that can be used simultaneously/without inbuilt Heater and without programmable Controller, Type of operation - Power driven wringer, Method of washing - With detergent, Rating 380W (Wash) and 150W (Spin), 230V, 50Hz, Single Phase, AC, Insulation Cla.... [Key Test Methods & Allied Standards]: Test Methods: Methods of Test for Vulcanized Rubbers Part 6 Determination of the Effect of Liquids (Fourth Revision). Components & Materials: Thermocouples Part 1 EMF Specifications and Tolerances ( First Revision ); GENERAL STANDARDS FOR READY-TO-EAT SAVOURIES
ETD | IS 2593:2023 | Flexible Cables for Miners' Cap Lamps - Specification (Second Revision) | Current | 2024-01-02 | 2023 |  | 02 | ETD 09 - Power Cables |  | Product Specification |  | 0 | 0 | 2 | IS 2593 : 1984 |  |  | Ministry of Commerce and Industry - Department for Promotion of Industry and Internal Trade (DPIIT) | https://standards.bis.gov.in/website/standard-details?encryptedId=eyJpdiI6ImZRL29yTEJEM01KZXFGNEhKSzBoQnc9PSIsInZhbHVlIjoiUFNxb2VQR0dLZ1pUVHZOQUdIZS9Sdz09IiwibWFjIjoiYzg3NDcxM2EyYzFmODIzZGM2Y2FkNTU1MDNjZjJkY2Y2MGUzZTEyYWZlZDFiOTUyNjMyMTkxMzk5OGNkMGVkZSIsInRhZyI6IiJ9 | Current | 0 | Ministry of Commerce and Industry - Department for Promotion of Industry and Internal Trade (DPIIT) | Electrical Switchgear and Other Electrical Products/Accessories | Cables, Conductors, Wires and Accessories | Power cables | [Title]: IS 2593:2023 — Flexible Cables for Miners' Cap Lamps - Specification (Second Revision). [Classification]: Under ETD / ETD 09 - Power Cables, categorized under Electrical Switchgear and Other Electrical Products/Accessories > Cables, Conductors, Wires and Accessories > Power cables (Ministry of Commerce and Industry - Department for Promotion of Industry and Internal Trade (DPIIT)), Type: Product Specification. [Key Test Methods & Allied Standards]: Terminology: Electrotechnical Vocabulary Part 32 Electric Cables ( Second Revision ). Components & Materials: Elastomeric Insulation and Sheath of Electric Cables - Specification (Second Revision)
ETD | IS 12762 (Part 9):2023 | Photovoltaic Devices Part 9: Classification of Solar Simulator Characteristicses (First Revision) | Current | 2023-07-04 | 2023 |  | 01 | ETD 28 - Solar Photovoltaic Energy Systems |  | Methods of tests |  | 0 | 0 | 5 | IS 12762 : PART 9 : 2010 |  | IEC 60904-9 : 2020 | Ministry of New and Renewable Energy | https://standards.bis.gov.in/website/standard-details?encryptedId=eyJpdiI6ImlSWnJOUC9wZ0k4T3hYeGhLU3ZZWGc9PSIsInZhbHVlIjoiZGxTUERkb2xSR1QyNit0ajZWY2ZZQT09IiwibWFjIjoiNTAxY2Q0Y2MwZDhkYWM4OWU1MWQ2YjQ0MjY1YzY3N2MyMzA4NjBmNDEwYmIxZWVjNTNjZWZhODVjM2NmNTg4MSIsInRhZyI6IiJ9 | Current | 0 | Ministry of New and Renewable Energy | Electrical Switchgear and Other Electrical Products/Accessories | Renewable energy devices | Solar flat plate collector , Water heating system, Solar cooker , Bio gas plant & Biomass cook stove | [Title]: IS 12762 (Part 9):2023 — Photovoltaic Devices Part 9: Classification of Solar Simulator Characteristicses (First Revision). [Classification]: Under ETD / ETD 28 - Solar Photovoltaic Energy Systems, categorized under Electrical Switchgear and Other Electrical Products/Accessories > Renewable energy devices > Solar flat plate collector , Water heating system, Solar cooker , Bio gas plant & Biomass cook stove (Ministry of New and Renewable Energy), Type: Methods of tests. [Key Test Methods & Allied Standards]: Test Methods: Photovoltaic Devices Part 1 Measurement of Photovoltaic Current-Voltage Characteristics ( Second Revision ); Photovoltaic devices – Part 1: Measurement of photovoltaic current-voltage characteristics; Photovoltaic devices – Part 3: Measurement principles for terrestrial photovoltaic (PV) solar devices with reference spectral irradiance data; Photovoltaic devices – Part 14: Guidelines for production line measurements of single junction PV module maximum power output and reporting at standard test conditions. Terminology: Solar photovoltaic energy systems – Terms, definitions and symbols
ETD | IS/IEC 60079 (Part 6):2020 | Explosive atmospheres - Part 6: Equipment protection by liquid immersion "o" (Second Revision) | Current | 2023-05-24 | 2020 |  | 02 | ETD 22 - Electrical Apparatus For Explosive Atmosphere |  | Product Specification |  | 0 | 0 | 16 |  |  | IEC 60079-6:2020(Ed 4.1) | Ministry of Mines | https://standards.bis.gov.in/website/standard-details?encryptedId=eyJpdiI6IjEzZHFuNW5vUHhGWXJIdDhrUG0wS1E9PSIsInZhbHVlIjoiWEV2eGVZdWQ5Z2R3NDByaC9tYWU2UT09IiwibWFjIjoiN2Y2OGViZjk2OWNiM2M1N2MzNWRiOTc4YTViM2NmMzVlOGVlMTAyODc0YmU0NmFlMTMwNTdkOTNiNmQ3YTQ5MiIsInRhZyI6IiJ9 | Current | 0 | Ministry of Mines | Equipments for use in Mines and Explosive Atmosphere | Electrical Equipment | Explosive atmosphere d, p, o, e, n, m types | [Title]: IS/IEC 60079 (Part 6):2020 — Explosive atmospheres - Part 6: Equipment protection by liquid immersion "o" (Second Revision). [Classification]: Under ETD / ETD 22 - Electrical Apparatus For Explosive Atmosphere, categorized under Equipments for use in Mines and Explosive Atmosphere > Electrical Equipment > Explosive atmosphere d, p, o, e, n, m types (Ministry of Mines), Type: Product Specification. [Key Test Methods & Allied Standards]: Test Methods: Methods of Test for Petroleum and its Products [ P : 69 ] Determination of Flash and Fire Points - Cleveland Open Cup Method ( Second Revision ); Unused Hydrocarbon Based Insulating Liquids - Test Methods for - Evaluating the Oxidation Stability ( Second Revision ); Insulating liquids - Oil - Impregnated paper and pressboard - Determination of water by automatic coulometric karl fischer titration (First Revision); Methods of test for petroleum and its products [P : 21] determination of flash point - Pensky - Martens closed cup method (Fourth Revision); Insulating liquids - Determination of the breakdown voltage at power frequency - Test method; (+4 more). Codes of Practice: Degrees of protection provided by enclosures (IP Code). Components & Materials: Insulating liquids - Specifications for unused synthetic organic esters for electrical purposes; Explosive Atmospheres Part 0 Equipment — General Requirements ( Third Revision ); Specifications for unused silicone insulating liquids for electrotechnical purposes; Indirect temperature-controlled refrigerated delivery services Land transport of parcels with intermediate transfer
ETD | IS/IEC 60079 (Part 26):2021 | Explosive atmospheres - Part 26: Equipment with Separation Elements or combined Levels of Protection (Second Revision) | Current | 2023-05-24 | 2021 |  | 02 | ETD 22 - Electrical Apparatus For Explosive Atmosphere |  | Product Specification |  | 0 | 0 | 9 |  |  | IEC 60079-26:2021 | Ministry of Commerce and Industry | https://standards.bis.gov.in/website/standard-details?encryptedId=eyJpdiI6IjZwNUt4V1dUSnJnMVYyV0lUQjhqMFE9PSIsInZhbHVlIjoiYkFaM24yWEF1S09QUFJ2ZENmYlNpZz09IiwibWFjIjoiYmUyMjZiY2RmMDBhOGE5NmFhZmVmZDljNDdkMGUzMGIxNzBlNGM1YTg2MGMwNTEwZjhkMjc4Zjc0YWI5YTk4NCIsInRhZyI6IiJ9 | Current | 0 | Ministry of Commerce and Industry | Equipments for use in Mines and Explosive Atmosphere | Electrical Equipment | Explosive atmosphere d, p, o, e, n, m types | [Title]: IS/IEC 60079 (Part 26):2021 — Explosive atmospheres - Part 26: Equipment with Separation Elements or combined Levels of Protection (Second Revision). [Classification]: Under ETD / ETD 22 - Electrical Apparatus For Explosive Atmosphere, categorized under Equipments for use in Mines and Explosive Atmosphere > Electrical Equipment > Explosive atmosphere d, p, o, e, n, m types (Ministry of Commerce and Industry), Type: Product Specification. [Key Test Methods & Allied Standards]: Test Methods: Fire hazard testing: Part 11 test flames :: Sec 10 50 w horizontal and vertical flame test methods. Codes of Practice: Degrees of protection provided by enclosures (IP Code); Packaging — Accessible Design — Ease of Opening. Safety Standards: Explosive Atmospheres - Part 1 : Equipment Protection by Flameproof Enclosures d"""". Components & Materials: Explosive atmospheres - Part 31: Equipment dust ignition protection by enclosure ''t'' (Second Revision); Explosive Atmospheres Part 0 Equipment — General Requirements ( Third Revision ); Explosive Atmospheres Part 11 Equipment Protection by Intrinsic Safety “i” (Second Revision); Explosive Atmospheres Part 36 Non-electrical Equipment for Explosive Atmospheres - Basic Method and Requirements
ETD | IS/IEC 60079 (Part 25):2020 | Explosive atmospheres - Part 25: Intrinsically safe electrical systems (Second Revision) | Current | 2023-05-23 | 2020 |  | 02 | ETD 22 - Electrical Apparatus For Explosive Atmosphere |  | Product Specification |  | 0 | 0 | 4 |  |  | IEC 60079-25:2020 | Ministry of Commerce and Industry | https://standards.bis.gov.in/website/standard-details?encryptedId=eyJpdiI6IlB4a2w5dlFDVC9qbndpaXhDV3oyd1E9PSIsInZhbHVlIjoiSytaZ2lUamY1Q1ZJTjVSWmd5dWJkUT09IiwibWFjIjoiOTVhNWRkMzkzNjhmNmQ0NGE4MWZjYmVkMWQ3YmFmZDI0ZTZjY2UwNjY1YTRmODUzZjYwNDg5NzM0M2EyMTZkNiIsInRhZyI6IiJ9 | Current | 0 | Ministry of Commerce and Industry | Equipments for use in Mines and Explosive Atmosphere | Electrical Equipment | Code of practice for equipments in mines | [Title]: IS/IEC 60079 (Part 25):2020 — Explosive atmospheres - Part 25: Intrinsically safe electrical systems (Second Revision). [Classification]: Under ETD / ETD 22 - Electrical Apparatus For Explosive Atmosphere, categorized under Equipments for use in Mines and Explosive Atmosphere > Electrical Equipment > Code of practice for equipments in mines (Ministry of Commerce and Industry), Type: Product Specification. [Key Test Methods & Allied Standards]: Components & Materials: Explosive Atmospheres Part 0 Equipment — General Requirements ( Third Revision ); Explosive Atmospheres Part 11 Equipment Protection by Intrinsic Safety “i” (Second Revision)
ETD | IS/IEC 60079 (Part 31):2022 | Explosive atmospheres - Part 31: Equipment dust ignition protection by enclosure ''t'' (Second Revision) | Current | 2023-05-23 | 2022 |  | 02 | ETD 22 - Electrical Apparatus For Explosive Atmosphere |  | Product Specification |  | 0 | 0 | 21 |  |  | IEC 60079-31:2022 | Ministry of Commerce and Industry | https://standards.bis.gov.in/website/standard-details?encryptedId=eyJpdiI6IkMzbHIrMmlYa2x4ZG0rRGRSV0tLM1E9PSIsInZhbHVlIjoiZnhTMkJnWFhzTXJPb3lEUHNTR2hKUT09IiwibWFjIjoiY2MxMjg1MWIxNWFlYjYxOGE5MzA3MDVmYTYxNGI1ZTg2YmY0ZDJlZTA2YjBkNzY0ZWYwNTE5ZTZlYTA1Y2EzMyIsInRhZyI6IiJ9 | Current | 0 | Ministry of Commerce and Industry | Equipments for use in Mines and Explosive Atmosphere | Electrical Equipment | Explosive atmosphere d, p, o, e, n, m types | [Title]: IS/IEC 60079 (Part 31):2022 — Explosive atmospheres - Part 31: Equipment dust ignition protection by enclosure ''t'' (Second Revision). [Classification]: Under ETD / ETD 22 - Electrical Apparatus For Explosive Atmosphere, categorized under Equipments for use in Mines and Explosive Atmosphere > Electrical Equipment > Explosive atmosphere d, p, o, e, n, m types (Ministry of Commerce and Industry), Type: Product Specification. [Key Test Methods & Allied Standards]: Codes of Practice: Rotating electrical machines Part 5 Degrees of protection provided by the integral design of rotating electrical machines IP code - Classification (Third Revision); Degrees of protection provided by enclosures (IP Code). Components & Materials: Explosive Atmospheres Part 0 Equipment — General Requirements ( Third Revision ); Miniature Fuses Part 1 Definitions for Miniature Fuses and General Requirements for Miniature Fuse-Links (Second Revision); Miniature fuses Part 2 Cartridge fuse-links (Second Revision); Miniature fuses: Part 4 universal modular fuse - Links (Umf) - Through - Hole and surface mount types Amendment - 1; Thermal-Links - Requirements and Application Guide (Second Revision); (+4 more). Related Standards: ISO general purpose metric screw threads - Tolerances: Part 1 principles and basic data (First Revision); Low-Voltage Fuses Part 5 Guidance for the Application of Low-Voltage Fuses
ETD | IS/IEC 60079 (Part 7):2017 | Explosive atmospheres - Part 7: Equipment protection by increased safety "e" (Second Revision) | Current | 2023-05-23 | 2017 |  | 02 | ETD 22 - Electrical Apparatus For Explosive Atmosphere |  | Product Specification |  | 0 | 0 | 43 |  |  | IEC 60079-7:2017 (Ed 5.1) | Ministry of Commerce and Industry | https://standards.bis.gov.in/website/standard-details?encryptedId=eyJpdiI6InNIVFhzT3I5ZllxT1RxVURtNEN4emc9PSIsInZhbHVlIjoiRGpWL0F2REdFZUt6N3JqSG00UWlnQT09IiwibWFjIjoiOGI3NDYxMmZmNzk2ZjNkNDZkNmY2NDRlYjNkYmIwMDFlZmUzNDU5Mjg3ZmU1NzdiNTljNGI0Njg1YmIyMGU4NCIsInRhZyI6IiJ9 | Current | 0 | Ministry of Commerce and Industry | Equipments for use in Mines and Explosive Atmosphere | Electrical Equipment | Explosive atmosphere d, p, o, e, n, m types | [Title]: IS/IEC 60079 (Part 7):2017 — Explosive atmospheres - Part 7: Equipment protection by increased safety "e" (Second Revision). [Classification]: Under ETD / ETD 22 - Electrical Apparatus For Explosive Atmosphere, categorized under Equipments for use in Mines and Explosive Atmosphere > Electrical Equipment > Explosive atmosphere d, p, o, e, n, m types (Ministry of Commerce and Industry), Type: Product Specification. [Key Test Methods & Allied Standards]: Test Methods: Electrical insulating materials - Thermal endurance properties: Part 2 determination of thermal endurance properties of electrical insulating materials - Choice of test criteria (First Revision); Plastics - Methods of testing: Part 5 mechanical properties section 2 determination of tensile properties - Test conditions for moulding and extrusion plastics (First Revision); Sampling procedures for inspection by attributes: Part 1 sampling schemes indexed by acceptance quality limit (AQL) for lot - By - Lot inspection (Third Revision); Method for the determination of the proof and the comparative tracking indices of solid insulating materials (Second Revision); Basic environmental testing procedures for electronic and electrical items: Part 7 impact test: Sec 1 shock (Test Ea) (Second Revision); (+1 more). Codes of Practice: Degrees of protection provided by enclosures (IP Code). Safety Standards: Safety requirements for incandescent lamps: Part 1 tungsten filament lamps for domestic and similar general lighting purposes; Explosive Atmospheres - Part 1 : Equipment Protection by Flameproof Enclosures d""""; LOW-VOLTAGE SWITCHGEAR AND CONTROLGEAR PART 1 GENERAL RULES; Safety of lamp control gear: Part 2 particular requirements: Sec 3 ac supplied electronic ballasts for fluorescent lamps; Road vehicles Functional safety Part 10: Guidelines on ISO 26262. Components & Materials: Luminaires Part 1 General Requirements and Tests (second revision); Specifications for particular types of winding wires: Part 13 polyester or polyesterimide overcoated with polyamide - Imide enamelled round copper wire, class 200 (First Revision) Amendment - 1; Specification for particular types of winding wires: Part 8 polyesterimide enamelled round copper wire, class 180 (First Revision) Amendment - 1; Tungsten filament lamps for domestic and similar general lighting purposes (Fourth Revision); Conductors for insulated electric cables and flexible cords - Specification (Second Revision); (+5 more). Related Standards: Electrical insulation - Thermal evaluation and designation (Second Revision); Dimensions of caps for tungsten filament general service electric lamps
ETD | IS 16792 (Part 1/Sec 4):2023 | Measurement Procedures for Materials Used in Photovoltaic Modules Part 1: Encapsulants Section 4 Measurement of Optical Transmittance and Calculation of the Solar-Weighted Photon Transmittance Yellowness Index and UV Cut-Off Wavelength (First Revision) | Current | 2023-05-23 | 2023 |  | 01 | ETD 28 - Solar Photovoltaic Energy Systems |  | Methods of tests |  | 0 | 0 | 0 | IS 16792 : Part 1 : Sec 4 : 2019 |  | IEC 62788-1-4 : 2016 | Ministry of New and Renewable Energy | https://standards.bis.gov.in/website/standard-details?encryptedId=eyJpdiI6IkRXZDJ4UWRHVEpJZWxnQ2thY2dSNlE9PSIsInZhbHVlIjoiZjczazVxS0xHamh5bVFOY2tyQ0RWdz09IiwibWFjIjoiMWNhODAyOWQ2Y2Q0NzQ3NDFlNDQ4ODVkZDE4YzgzZGRlMWNjMDdjNmI3YWMzMDk1NTM2YzNiYzVhN2EwNDFmOSIsInRhZyI6IiJ9 | Current | 0 | Ministry of New and Renewable Energy | Electrical Switchgear and Other Electrical Products/Accessories | Renewable energy devices | Solar flat plate collector , Water heating system, Solar cooker , Bio gas plant & Biomass cook stove | [Title]: IS 16792 (Part 1/Sec 4):2023 — Measurement Procedures for Materials Used in Photovoltaic Modules Part 1: Encapsulants Section 4 Measurement of Optical Transmittance and Calculation of the Solar-Weighted Photon Transmittance Yellowness Index and UV Cut-Off Wavelength (First Revision). [Classification]: Under ETD / ETD 28 - Solar Photovoltaic Energy Systems, categorized under Electrical Switchgear and Other Electrical Products/Accessories > Renewable energy devices > Solar flat plate collector , Water heating system, Solar cooker , Bio gas plant & Biomass cook stove (Ministry of New and Renewable Energy), Type: Methods of tests
ETD | IS 2848:2023 | INDUSTRIAL PLATINUM RESISTANCE THERMOMETERS AND PLATINUM TEMPERATURE SENSORS | Current | 2023-05-12 | 2023 |  | 02 | ETD 18 - Industrial Process Measurement And Control |  | Product Specification |  | 0 | 0 | 5 | IS 2848 : 1986 |  | IEC 60751: 2022 | Ministry of Consumer Affairs, Food and Public Distribution - Department of Consumer Affairs | https://standards.bis.gov.in/website/standard-details?encryptedId=eyJpdiI6IkV3cTNFckVhVEQ2dzBLQkk3TnBhU1E9PSIsInZhbHVlIjoieGE1UEt5U3ROUWc3ZjdwNElxMWNBQT09IiwibWFjIjoiMTgyYTVhNzM4YmViMmQyNTcxNjlkYTE2NTA5MWM5ZWEwNjQ5M2VjNDJiZjNmMzAxZThhM2FmNzc5ZmIwN2EyMyIsInRhZyI6IiJ9 | Current | 0 | Ministry of Consumer Affairs, Food and Public Distribution - Department of Consumer Affairs | Electrical Switchgear and Other Electrical Products/Accessories | Switchgear, Metering and Accessories | Industrial process measuring instrument | [Title]: IS 2848:2023 — INDUSTRIAL PLATINUM RESISTANCE THERMOMETERS AND PLATINUM TEMPERATURE SENSORS. [Classification]: Under ETD / ETD 18 - Industrial Process Measurement And Control, categorized under Electrical Switchgear and Other Electrical Products/Accessories > Switchgear, Metering and Accessories > Industrial process measuring instrument (Ministry of Consumer Affairs, Food and Public Distribution - Department of Consumer Affairs), Type: Product Specification. [Key Test Methods & Allied Standards]: Test Methods: Environmental Testing Part 2 Tests Section 6 Test Fc: Vibration sinusoidal. Components & Materials: INDUSTRIAL PLATINUM RESISTANCE THERMOMETERS AND PLATINUM TEMPERATURE SENSORS. Related Standards: Dimensions of metal-sheathed thermometer elements; Mineral insulated metal-sheathed thermocouple cables and thermocouples; Industrial platinum resistance thermometers and platinum temperature sensors
MTD | IS 2258:2023 | Rolled Zinc Plate, Sheet And Strip ? Specification(Third Revision) | Current | 2023-12-06 | 2023 |  | 03 | MTD 09 - Ores And Feed Stock For Non-ferrous (excluding Aluminium And Copper) Industry, Their Metals/ Alloys And Products Sectional Committee |  | Product Specification |  | 0 | 0 | 7 | IS 2258 : 1981 |  |  |  | https://standards.bis.gov.in/website/standard-details?encryptedId=eyJpdiI6Im1FMUhqRExnTzRtWHEvSEJmS0dpcFE9PSIsInZhbHVlIjoiVjNkTFNBcHN6STVqaEx1L3FxM1BCQT09IiwibWFjIjoiZDIyNDQzODM1NWU1OTlmOGIxZjgzNmUxN2NkZWUzZjRjNTAxNTNmNmQ1NTc4NWUxN2Y4OGZiOWI1NTBiYjI2OSIsInRhZyI6IiJ9 | Current | 0 |  | Metals, Alloys and Metal Products (including Steel Products) | Non ferrous metals and their alloys | Zinc & its alloys | [Title]: IS 2258:2023 — Rolled Zinc Plate, Sheet And Strip ? Specification(Third Revision). [Classification]: Under MTD / MTD 09 - Ores And Feed Stock For Non-ferrous (excluding Aluminium And Copper) Industry, Their Metals/ Alloys And Products Sectional Committee, categorized under Metals, Alloys and Metal Products (including Steel Products) > Non ferrous metals and their alloys > Zinc & its alloys, Type: Product Specification. [Key Test Methods & Allied Standards]: Test Methods: Metallic materials Bend test; Methods of chemical analysis of zinc and zinc base alloys for die castings: Part 1 determination of copper, iron, nickel, tin and thallium by spectrophotometric method (First Revision); Methods of chemical analysis of slab zinc (Spelter) (Revised); Plastics Reinforcement Fibres Chopped Strands Determination of Bulk Density. Codes of Practice: Methods of sampling non - Ferrous metals for chemical analysis. Components & Materials: General requirements for the supply of metallurgical materials (Second Revision)
MTD | IS 733:2025 | Wrought Aluminium and Aluminium Alloy Bars, Rods, Sections, Extruded Tube, Hollow Sections and Profiles for General Engineering Purposes ― Specification (Fourth Revision) | Current | 2025-12-29 | 2025 |  | 04 | MTD 07 - Ores And Feed Stock For Aluminium Industry, Its Metals/ Alloys And Products Sectional Committee | 77.150.10 | Product Specification | Voluntary | 160 | 0 | 0 | IS: IS 733 : 1983 , IS 1285 : 2023 |  |  | Ministry of Commerce and Industry - Department for Promotion of Industry and Internal Trade (DPIIT) | https://standards.bis.gov.in/website/standard-details?encryptedId=eyJpdiI6Ikp3TmlRNEdoNklVbnh3WGJnWUJUYUE9PSIsInZhbHVlIjoiQTV6ZGJscTRSVHpYN2lkV0lpWk5Sdz09IiwibWFjIjoiOWIzZWI1OTRjZmYwZWZmODhjNzMzNWM4YmQyYjg1NmFlN2QzNDgzNzg4MTc2MzdiNjg1NDI1ZTcyMGRhNjVlZSIsInRhZyI6IiJ9 | Current | 0 | Ministry of Commerce and Industry - Department for Promotion of Industry and Internal Trade (DPIIT) | Metals, Alloys and Metal Products (including Steel Products) | Non ferrous metals and their alloys | Wrought Aluminium & Aluminium alloys | [Title]: IS 733:2025 — Wrought Aluminium and Aluminium Alloy Bars, Rods, Sections, Extruded Tube, Hollow Sections and Profiles for General Engineering Purposes ― Specification (Fourth Revision). [Classification]: Under MTD / MTD 07 - Ores And Feed Stock For Aluminium Industry, Its Metals/ Alloys And Products Sectional Committee, categorized under Metals, Alloys and Metal Products (including Steel Products) > Non ferrous metals and their alloys > Wrought Aluminium & Aluminium alloys (Ministry of Commerce and Industry - Department for Promotion of Industry and Internal Trade (DPIIT)), Certification: Voluntary, Type: Product Specification. [Covered Varieties & Grades]: Alloy Designation (s): 6003, 6005, 6005A, 6005B, 6005C, 6005Z, 6008, 6011, 6012, 6012A, 6013, 6014, 6015, 6016, 6018, 6023, 6025, 6026, 6056, 6060, 6061, 6061A, 6061Z, 6063, 6063A, 6063Z, 6064, 6064A, 6065, 6081, 6082, 6082A, 6082Z, 6101, 6101A, 6101B, 6106, 6110A, 6181, 6182, 6201, 6261, 6261Z, 6262, 6262A, 6351, 6351A, 6360, 6401, 6463, 6951, 6020, 6041, 6042, 6066, 6066Z, 6070, 6105, 6162, 6560, Type of section/Profiles: Hollow Section (Sizes: Width above 6mm to up to and including 480 mm, Wall Thickness from 0.8 mm to up to and including 25 mm); Temper designations: T6; Wrought Aluminium And Aluminium Alloy Bars, Rods, Sections,Extruded Tubes, Hollow Sections And Profiles For General EngineeringPurposes; Alloy Designation (s): 6063z, 6082z, Supply Condition(s):Temper designations: F, T4, T5 and T6, Type of section/Profiles: Bar(Sizes: Width- above 6 mm to up to and including 450 mm, Thickness -from 1 mm to up to and including 90 mm), Regular Sections (Sizes: Widthabove 6.35mm to upto and including 460mm, thicknessfrom 1 mm to upto andincluding 25mm), Irregular Sections (Sizes: Width above 6mm to upto andincluding 460mm, thickness from 0.8 mm to upto and including 25mm), Rod(Sizes: Diameter above 6 mm to up to and including 500 mm), StructuralTube (Sizes: Outside Dia above 6 mm to up to and including 300 mm, WallThickness from 0.8mm to up to and including 25 mm) Hollow Section(Sizes: Width above 6mm to up to and including 480 mm, Wall Thicknessfrom 0.8 mm to up to and including 25 mm); Alloy Designation (s): 6063Z, 6082Z and 6261Z; Temperdesignations: T6, Type of section/Profiles: Irregular Section (width upto and including 325 mm and thickness up to and including 100mm), HollowSection (Width from 25mm to up to and including 250mm, Height from 20mmto up to and including 200mm and Thickness from 1mm to up to andincluding 20mm); Alloy Designation (s): 6063Z, 6261Z, 6082Z, 6066Z, ; Temperdesignations: T6, Type of section/Profiles: Irregular Section (Widthfrom 1...
MTD | IS 1079:2017 | Hot rolled carbon steel sheet, plate and strip - Specification (Seventh Revision) | Current | 2017-05-31 | 2017 | 2022 | 07 | MTD 04 - Wrought Steel Products Sectional Committee |  | Product Specification | Mandatory | 22 | 0 | 11 |  |  |  | Ministry of Steel | https://standards.bis.gov.in/website/standard-details?encryptedId=eyJpdiI6ImV6cEkxTFhJTzZGVWdpSHNmV3FyNGc9PSIsInZhbHVlIjoidGIyOFE2bHVjUS9BK0MvN2lFRHVNQT09IiwibWFjIjoiY2U4YTcxNjFmMzdmNWZkNDIwODA3Yjg5M2IwYzgyMmJmOTFlYTZlOTkxZTI5YjgzMWE2NDI5NTM5NTk3ODU2ZSIsInRhZyI6IiJ9 | Current | 0 | Ministry of Steel | Metals, Alloys and Metal Products (including Steel Products) | Steel and Steel Castings, Wires, Ropes, Pipes , Tubes and other products | Hot rolled steel sheet & plates | [Title]: IS 1079:2017 — Hot rolled carbon steel sheet, plate and strip - Specification (Seventh Revision). [Classification]: Under MTD / MTD 04 - Wrought Steel Products Sectional Committee, categorized under Metals, Alloys and Metal Products (including Steel Products) > Steel and Steel Castings, Wires, Ropes, Pipes , Tubes and other products > Hot rolled steel sheet & plates (Ministry of Steel), Certification: Mandatory, Type: Product Specification. [Covered Varieties & Grades]: Grade HR0, HR1, HR2, HR3 and HR4, without Micro alloying, Condition Pickled and Oiled Variety Sheet of thickness from 1.2 mm up to & including 4 mm, width from 500 mm up to & including 1250 mm; Grade - HR0, HR1, HR2, HR3, HR4, ISH270C, ISH270D, ISH270E, with micro alloying element, Condition- As hot rolled, Strip thickness - 1.60 mm to 16.00 mm, width - 900 mm to 1650 mm.; HR1, HR2, HR3 and HR4, MILL EDGE,FULLY KILLED STEEL EITHER BY ALUMINIUM OR SILICON-ALUMINIUM; Hot Rolled Carbon Steel Strip Grade HR0,HR1,HR2 Condition-Hot rolled pickled and oiled,hot rolled pickled skin passed and oiled strip- thickness-1.8mm to 4.3mm, width-900mm to 1320mm; Hot Rolled Carbon Steel Strips for Cold rolling purposes,Grade HR1,HR2,HR3,HR4,thickness 1.6 mm to 12 mm,Width upto 2050 mm; Inclusion of width : 80 mm to 900 mm for all grades for thickness up to 4 mm; GRADE:O,D,DD & EDD. THICKNESS: 1.20 TO25 MM . WIDTH: 900 TO 1560 MM; Hot Rolled Carbon Steel Sheet, Plate and Strip, Grade (with and without microalloying elements)- HR0, HR1, HR2, HR3, HR4, ISH270C, ISH270D, ISH270E, Sizes: Thickness- from 1.2mm to 12mm and Width- from 80mm to 1650mm, Supply Condition: Hot rolled (As rolled).; Name of the product : Hot Rolled Carbon Steel Strip (in coil form); Condition : As Rolled; Grade : HR0 / HR1 / HR2 / HR3 / HR4 Without Micro Alloying; Variety : Width (As Rolled Edge / Trimmed Edge) : 20 mm up to and including 600 mm, Thickness : 1.60 mm up to and including 5.00 mm.; Name of the product: Hot Rolled Carbon Steel Sheet, Plate and Strip, Grade(with/without microalloying): HR0, HR1, HR2, without microalloying, Condition : As-rolled, Pickled and oiled Variety(Thickness &Width): Strip: Thickness 1.60mm to 6.00mm, width- 150 mm to 1600mm, Sheet: Thickness 1.60mm to 6.00mm, width- 150 mm to 1600mm.; Plate-Grade-HR0, t-above 25mm to 150mm, Width-above 2050 mm to 4900mm Grade: ISH270C, ISH270D, ISH270E, t-0.8mm to 25mm, Width-80mm to 2050mm; 1)IN COIL FORM OF WIDTH 700-2050mm, THICKNE.... [Key Test Methods & Allied Standards]: Test Methods: Metallic materials Bend test; Mechanical testing of metals - Tensile Testing; Methods for Chemical Analysis of Steels Part 1 Determination of Carbon by Volumetric Method (For Carbon 0.05 to 2.50 Percent) (Fourth Revision); Metallic materials - Sheet and strip - Erichsen cupping test (Third Revision). Terminology: Glossary of terms relating to iron and steel: Part 4 flat products (Second Revision). Components & Materials: Specification for rolling and cutting tolerances for hot - Rolled steel products (Fourth Revision); General technical delivery requirements for steel and steel products; Hot-rolled steel sheet products Dimensional and shape tolerances. Related Standards: Steel Plates, Sheets Strips and Flats for Structural and General Engineering Purposes - Dimensions (Second Revision); Steel - Conversion of elongation values: Part 1 carbon and low alloy steels
MTD | IS 5986:2017 | Hot rolled steel sheet, plate and strip for forming and flanging purposes - Specification (Fourth Revision) | Current | 2017-05-31 | 2017 | 2021 | 04 | MTD 04 - Wrought Steel Products Sectional Committee |  | Product Specification | Mandatory | 20 | 0 | 10 |  |  |  | Ministry of Steel | https://standards.bis.gov.in/website/standard-details?encryptedId=eyJpdiI6IkgxVXVZTDFQOWJMNDI5R3MvZ0dnd0E9PSIsInZhbHVlIjoidzVncHo3UnQycG1wYnBQNlRUUDdpQT09IiwibWFjIjoiNjEyMDIxY2IxM2QyMmRiMWQ5Zjg4M2QwMTdlNjk1MDNmMjBjYmNhZGVmNmMyNWY3NGViNDVjM2Y2NjZlODM4MSIsInRhZyI6IiJ9 | Current | 0 | Ministry of Steel | Metals, Alloys and Metal Products (including Steel Products) | Steel and Steel Castings, Wires, Ropes, Pipes , Tubes and other products | Hot rolled steel sheet & plates | [Title]: IS 5986:2017 — Hot rolled steel sheet, plate and strip for forming and flanging purposes - Specification (Fourth Revision). [Classification]: Under MTD / MTD 04 - Wrought Steel Products Sectional Committee, categorized under Metals, Alloys and Metal Products (including Steel Products) > Steel and Steel Castings, Wires, Ropes, Pipes , Tubes and other products > Hot rolled steel sheet & plates (Ministry of Steel), Certification: Mandatory, Type: Product Specification. [Covered Varieties & Grades]: As Rolled / Trimmed Strips of Grade ISH290S / ISH310S / ISH330S / ISH360S / ISH370S / ISH400S / ISH410S / ISH440S / ISH490S in Width 100 mm up to & Including 650 mm & Thickness From 1.60 mm up to & Including 8.00 mm; Grade ISH290S, ISH310S, ISH330S, ISH360S, ISH370S, ISH400S and ISH410S, without Micro alloying, Condition Pickled and Oiled Variety Sheet of thickness from 1.2 mm up to & including 4 mm, width from 500 mm up to & including 1250 mm; Grade (with/without microalloying) : ISH320LA, ISH360LA, ISH390LA; Condition : Hot rolled (As rolled, Normalizing rolling), Annealed, Normalized, Pickled (descaled), Pickled and oiled, Skin passed, and Skin passed and oiled; Variety(Thickness and Width) - Sheet: Thickness 2 mm to 5 mm, Width : 600 mm to 1250 mm, Plate : Thickness 5 mm to 16 mm, Width : 800 mm to 1250 mm, Strip: Thickness 2 mm to 6 mm, Width : 20 mm to 1250 mm.; Hot rolled Steel Sheet, Plate and Strip for Forming and Flanging Purposes. Grade(with/without microalloying) - ISH290S, ISH330S, ISH360S, ISH410S, ISH410LA, and ISH430LA. Condition - Hot rolled (As rolled, Normalizing rolling), Annealed, Normalized, Pickled (descaled), Pickled and oiled, Skin passed, and Skin passed and oiled. Variety(Thickness Width) - Sheet: Thickness 2 mm to 5 mm, width- 600 mm to 1250 mm, Plate: Thickness 5 mm to 16 mm, width- 800 mm to 1250 mm, Strip: Thickness 2 mm to 6 mm, width- 20 mm to 1250 mm.; Name of the product - Hot rolled Steel Sheet, Plate and Strip for Forming and Flanging Purposes. Grade(with/without microalloying) - ISH310S, ISH370S, ISH400S, ISH440S, and ISH490S. Condition - Hot rolled (As rolled, Normalizing rolling) comma Annealed, Normalized, Pickled (descaled), Pickled and oiled, Skin passed, Skin passed and oiled. Variety (Thickness and Width) - Sheet: Thickness 2 mm to 5 mm, width- 600 mm to 1250 mm, Plate: Thickness 5 mm to 16 mm, width- 800 mm to 1250 mm, Strip: Thickness 2 mm to 6 mm, width- 20 mm to 1250 mm.; Grade (with/without microalloying): IS.... [Key Test Methods & Allied Standards]: Test Methods: Metallic materials Bend test; Mechanical testing of metals - Tensile Testing; Metallic Materials — Charpy Pendulum Impact Test Part 1 Test Method ( Fourth Revision ); Methods for Chemical Analysis of Steels Part 1 Determination of Carbon by Volumetric Method (For Carbon 0.05 to 2.50 Percent) (Fourth Revision). Terminology: Glossary of terms relating to iron and steel: Part 4 flat products (Second Revision). Components & Materials: Specification for rolling and cutting tolerances for hot - Rolled steel products (Fourth Revision); General technical delivery requirements for steel and steel products; Hot-rolled steel sheet products Dimensional and shape tolerances. Related Standards: Steel Plates, Sheets Strips and Flats for Structural and General Engineering Purposes - Dimensions (Second Revision); Steel - Conversion of elongation values: Part 1 carbon and low alloy steels
MTD | IS 513 (Part 2):2016 | Cold reduced carbon steel sheet and strip: Part 2 high tensile and multi - Phase steel (Sixth Revision) | Current | 2016-12-31 | 2016 | 2025 | 06 | MTD 04 - Wrought Steel Products Sectional Committee |  | Product Specification | Mandatory | 14 | 0 | 11 |  |  |  | Ministry of Steel | https://standards.bis.gov.in/website/standard-details?encryptedId=eyJpdiI6IklzWTJGQ3NLMXkwSC9NZVN6ZW9IUXc9PSIsInZhbHVlIjoiNTRONk1Dcm9oS3M5SUpHN3lIMUxsdz09IiwibWFjIjoiMzJiN2U0MWY3NGYyNmUxNjcwNThmMTlmNGViNTY5NmRhYWI4YjBlMTBlZDc3YzM3MmYyYzdmNzUxNjEwZTQ5ZiIsInRhZyI6IiJ9 | Current | 0 | Ministry of Steel | Metals, Alloys and Metal Products (including Steel Products) | Steel and Steel Castings, Wires, Ropes, Pipes , Tubes and other products | Cold rolled sheet & plates | [Title]: IS 513 (Part 2):2016 — Cold reduced carbon steel sheet and strip: Part 2 high tensile and multi - Phase steel (Sixth Revision). [Classification]: Under MTD / MTD 04 - Wrought Steel Products Sectional Committee, categorized under Metals, Alloys and Metal Products (including Steel Products) > Steel and Steel Castings, Wires, Ropes, Pipes , Tubes and other products > Cold rolled sheet & plates (Ministry of Steel), Certification: Mandatory, Type: Product Specification. [Covered Varieties & Grades]: Cold Reduced Carbon Steel Sheet and Strip Part 2 High Tensile and Multi-Phase Steel, ISC490W, ISC540 W, ISC590W, Dull finish, Thickness 0.6 to 3mm , Width 20mm to 490 mm, in coil form and cut length 300mm to 3000mm; Cold Reduced Carbon Steel Sheet and Strip Part 2 High Tensile and?Multi-Phase Steel Grade ISC310LA, ISC320LA, ISC350LA, ISC380LA Finish?Bright and Dull,Thickness from 0.8 to 1.8 mm,Width from 90 mm to 1250?mm,Length (for Sheets only) from 1500 mm to 6300 mm.; Cold Reduced Carbon Steel Strip- High Tensile and Multi-Phase Steel, Grades - ISC 310 LA, ISC 320 LA, ISC 350LA, ISC 380LA, ISC 410 LA, Thickness- 0.40 mm upto and including 3.00 mm, Grades- ISC 440 LA, ISC 470LA, ISC 510LA, ISC 550LA, ISC 590 LA, Thickness- 0.60 mm upto and including 3.00 mm, Width range- 800 -1650 mm, Temper Condition- All, Surface Finish- Dull.; ISC590LA/0.60-0.300; Grade ISC450Y, ISC490Y, ISC540Y, ISC590YL, ISC590Y, ISC780Y, Surface finish Dull, Strip in Coil form, Thickness: 0.40 to 3.00 mm, Width: 800 to 1650 mm.; Hot Forming Grades ISC 480HF, Thickness: 0.40mm to 2.30mm ,width: 800 to 1860 mm Dull Finish; High Strength Low Alloy - ISC 590 LA - Thk 0.60 to 2.30mm width 800 to 1860mm, Surface Finish: Dull; High Strength Low Alloy - ISC470LA - Thk 0.60 to 2.30mm width 800 to 1860mm, Surface Finish : Dull; High Strength Low Alloy - ISC510 LA - Thk 0.60 to 2.30mm width 800 to 1860mm, Surface Finish: Dull; High Strength Low Alloy - ISC550LA - Thk 0.60 to 2.30mm width 800 to 1860mm, Surface Finish: Dull; High Strength Low alloy ISC310LA, ISC320LA, ISC350LA, ISC380LA, ISC410LA, ISC440LA, Thickness: 0.40mm to 2.30mm ,width: 800 to 1860 mm Dull Finish; Dual Phase Steel ISC 450Y, ISC490Y, ISC 540 Y, ISC590 YL, ISC59OYH, ISC780Y,ISC 780YH,ISC980YL,ISC 980Y Thickness: 0.40mm to 2.30mm ,width: 800 to 1860 mm Dull Finish; C,Mn Steel ISC490W, ISC 540W, ISC 590W, Thickness: 0.40mm to 2.30mm ,width: 800 to 1860 mm Dull Finish; ISC310LA ISC320LA ISC350LA ISC380LA ISC410LA ISC440LA IS.... [Key Test Methods & Allied Standards]: Test Methods: Metallic materials Vickers hardness test Part 1: Test method (Sixth Revision); METALLIC MATERIALS SHEET AND STRIP DETERMINATION OF PLASTIC STRAIN RATIO (Second Revision); Metallic materials - Sheet and strip - Determination of tensile strain hardening exponent; Metallic materials Bend test; Mechanical testing of metals - Tensile Testing; (+2 more). Terminology: Glossary of terms relating to iron and steel: Part 4 flat products (Second Revision); Geometrical product specifications (GPS) - surface texture: profile method - Terms, definitions and surface texture parameters. Components & Materials: General technical delivery requirements for steel and steel products; Cold - Rolled steel sheet products - Dimensional and shape tolerances (First Revision)
MTD | IS 6911:2026 | STAINLESS STEEL PLATE, SHEET AND STRIP - SPECIFICATION (Third revision) | Current | 2026-02-18 | 2026 |  | 03 | MTD 16 - Alloy Steels And Forging Sectional Committee | 77.140.95 | Product Specification | Mandatory | 37 | 0 | 0 | IS 6911:2017 |  |  | Ministry of Steel | https://standards.bis.gov.in/website/standard-details?encryptedId=eyJpdiI6InQ1bzU3bjNWeWFmTkJxSXJ6R3B3MlE9PSIsInZhbHVlIjoiWGhQL0VnSUFEajlXY0lUMXcwVDRDdz09IiwibWFjIjoiNDE0NDlhNzE4MWNhODBhZjAyMzU3ODQwNGY1M2NlMGI4NzU3MjI3ZjBjOTAzZTBiNmIxZDczYTNmMGQzM2JkNiIsInRhZyI6IiJ9 | Current | 0 | Ministry of Steel | Metals, Alloys and Metal Products (including Steel Products) | Alloy steels and forgings | Alloy steel | [Title]: IS 6911:2026 — STAINLESS STEEL PLATE, SHEET AND STRIP - SPECIFICATION (Third revision). [Classification]: Under MTD / MTD 16 - Alloy Steels And Forging Sectional Committee, categorized under Metals, Alloys and Metal Products (including Steel Products) > Alloy steels and forgings > Alloy steel (Ministry of Steel), Certification: Mandatory, Type: Product Specification. [Covered Varieties & Grades]: (i) Stainless Steel Strip, Grade Designation - N1, N2 and N3, Condition- Cold Rolled, Heat Treatment - Annealed with Air, Size - Width of Strips up to and including 650 mm, Thickness of Strip from 0.15 mm up to and including 2.00 mm, Mill Finish- 2D / 2B / BA / No 3 / No 4. (ii) Stainless Steel Strip, Grade Designation - 304 / 304 L / 304Cu , Condition- Cold Rolled, Heat Treatment - Annealed with Air, Size - Width of Strips up to and including 650 mm, Thickness of Strip From 0.15 mm up to and Including 2.00 mm, Mill Finish- 2D / 2B / BA / No 3 / No 4. (iii) Stainless Steel Strip, Grade Designation- N5, N6 and N7 - Condition- Cold Rolled, Heat Treatment - Annealed with Air, Size - Width of Strips up to and including 650 mm, Thickness of Strip From 0.10 mm up to and Including 3.00 mm, Mill Finish- 2D / 2B / BA / No 3 / No 4; Grade Designation- 301, 301L, 301LN, 302, 304,304L, 304H, 304LN, 304N, 304Ce, 340Cu, 304CuW, 304Mn1, 304Mn2, 304N2, 304Nb 305, 305Cu, 308Ce, 309, 309S, 309H, 309Nb, 309HNb, 310, 310S, 310H, 310N, 310Nb, 310HNb, 310MoLN, 312, 316, 316L 316H, 316LN, 316Ti, 316Nb, 316N1, 316N2, 317, 317L, 317LM, 317LMN, 317LCu. 317LN, 321, 321H, 326, 334, 345,347 347H, 347LN, 348, 348H, Condition- Cold Roll, Heat Treatment- NA, Size- Chequered Plate, width from 600 to 1550 mm, Thickness from 0.50 to 2.00 mm Length from 600 to 4000 mm, Mill Finish 2B, BA; Grade Designation- 301, 301L, 301LN, 302, 304,304L, 304H, 304LN, 304N, 304Ce, 340Cu, 304CuW, 304Mn1, 304Mn2, 304N2, 304Nb 305, 305Cu, 308Ce, 309, 309S, 309H, 309Nb, 309HNb, 310, 310S, 310H, 310N, 310Nb, 310HNb, 310MoLN, 312, 316, 316L 316H, 316LN, 316Ti, 316Nb, 316N1, 316N2, 317, 317L, 317LM, 317LMN, 317LCu. 317LN, 321, 321H, 326, 334, 345,347 347H, 347LN, 348, 348H, Condition- Cold Roll and Hot rolled, Heat Treatment- NA, Size- Chequered Plate and mirror sheet, width from 600 to 1550 mm, Thickness from 0.50 to 2.00 mm Length from 600 to 4000 mm, Mill Finish 2B, No1; Grade Designation- 409, 409M, 410S, 439, 430,...
MTD | IS 713:2026 | Zinc-Aluminium Alloy Ingots intended for Foundry and Die Castings ― Specification | Current | 2026-01-05 | 2026 |  | 03 | MTD 09 - Ores And Feed Stock For Non-ferrous (excluding Aluminium And Copper) Industry, Their Metals/ Alloys And Products Sectional Committee | 77.120.60 | Product Specification | Voluntary | 3 | 0 | 0 | IS 713:1981 |  |  | Ministry of Mines | https://standards.bis.gov.in/website/standard-details?encryptedId=eyJpdiI6InVNbFVpckNWOHpKbHNpUVZiU1V0S2c9PSIsInZhbHVlIjoidnk2ZWtPeXBhQU1JNThjR2pKV0w2dz09IiwibWFjIjoiODY0ZTVkYzkyOGUxYjc0NWYyNDA1ZWYwZDRlMWRiNTdkNjAyZjJmNGEyM2IwM2UzNThlZTM1NmE5YmFhZmQwMSIsInRhZyI6IiJ9 | Current | 0 | Ministry of Mines | Metals, Alloys and Metal Products (including Steel Products) | Non ferrous metals and their alloys | Zinc & its alloys | [Title]: IS 713:2026 — Zinc-Aluminium Alloy Ingots intended for Foundry and Die Castings ― Specification. [Classification]: Under MTD / MTD 09 - Ores And Feed Stock For Non-ferrous (excluding Aluminium And Copper) Industry, Their Metals/ Alloys And Products Sectional Committee, categorized under Metals, Alloys and Metal Products (including Steel Products) > Non ferrous metals and their alloys > Zinc & its alloys (Ministry of Mines), Certification: Voluntary, Type: Product Specification. [Covered Varieties & Grades]: Grade-ZnAl4,ZnAl4Cu1; Name of the product: Zinc-, Grade: ZnAl4; Name of the product: Zinc-, Grade: ZnAl4Cu1.; Zinc-Aluminium Alloy Ingots Intended for Foundry and DieCastings, Grade Zn Al 4
MTD | IS 15961:2025 | Hot Dip Aluminium-Zinc Alloy Metallic Coated Steel Strip and Sheet - Specification (First Revision) | Current | 2025-09-24 | 2025 |  | 01 | MTD 04 - Wrought Steel Products Sectional Committee |  | Product Specification | Mandatory | 21 | 0 | 8 | IS 15961 : 2012 |  | ISO 9364:2017 | Ministry of Steel | https://standards.bis.gov.in/website/standard-details?encryptedId=eyJpdiI6IjVKMDBuY3paVnJIODJJRXVqZFJKMFE9PSIsInZhbHVlIjoiSldDWUJTM0JLKzc1MXNISHptVTBOZz09IiwibWFjIjoiYmYzNTY3NDVlNzU3NWFkMjk5YjAxY2VkMjA3ODc5N2Y2NmEzMmQ1ZmQ2YTcyNjU1MWMxODVhN2ZmZTMzZTQyNyIsInRhZyI6IiJ9 | Current | 0 | Ministry of Steel | Metals, Alloys and Metal Products (including Steel Products) | Steel and Steel Castings, Wires, Ropes, Pipes , Tubes and other products | Wires & galvanized sheets | [Title]: IS 15961:2025 — Hot Dip Aluminium-Zinc Alloy Metallic Coated Steel Strip and Sheet - Specification (First Revision). [Classification]: Under MTD / MTD 04 - Wrought Steel Products Sectional Committee, categorized under Metals, Alloys and Metal Products (including Steel Products) > Steel and Steel Castings, Wires, Ropes, Pipes , Tubes and other products > Wires & galvanized sheets (Ministry of Steel), Certification: Mandatory, Type: Product Specification. [Covered Varieties & Grades]: Coating Class AZ200 for Grade Designation YS250, YS300 comma YS350, YS450 YS550, Normal Surface Finish, with or without surface treatment, thickness from 0.25mm upto and including 1.50 mm, Width upto and including 1250mm, length of sheets upto and including 3660 mm; HOT DIP ALUMINIUM - ZINC ALLOY METALLIC COATED STEEL STRIP AND SHEET (PLAIN) OF 0.25mm TO 1.5mm THICK BASE STEEL, WIDTH UPTO AND INCLDING 1250mm, NORMAL SURFACE FINISH, COATING CLASS - AZ70, AZ100, AZ150; STEEL GRADE - YS250, YS300, YS450 & YS550, WITH OR WITHOUT SURFACE TREATMENT; Grade Designation : YS 250, YS 300, YS 350, YS 450, YS 550, Coating Class : AZ 150, AZ 100, AZ 70, Surface Treatment : T, Surface Finish: S-Skin passed, N-Normal, Thickness from 0.25 mm upto and including 1.50 mm, Width upto and including 1650 mm; Grade Designation YS250, YS300, YS350, YS450, YS550, CoatingClass AZ70, AZ100, AZ150, AZ200, Supply form Plain, Surface FinishNormal(N) and Skin Pass(S), with and without Surface Treatment(T), Size:Width From 100mm up to and including 1450mm, Thickness from 0.25mm up toand including 1.50mm.; Grade Designation: upto YS550, Coating Class: AZ200, Surface treatment: with and without passivation, Surface Finish: Normal and Skinpass Surface Condition, Size (Thickness/Width): thickness 0.25 mm to 1.50 mm and width upto 1250 mm; Thickness Range 0.25 mm to 1.50 mm( Base Metal) Width upto 1250mm Coating Class upto AZ 150 Steel Grade upto YS550 Durability class upto Class 3 Surface Finish-Normal and Skinpassed Surface Condition treatment-with and without passivation; Hot Dip Aluminium-Zinc Alloy Metallic Coated Steel Strip andSheet, Grade Designation : YS250, YS300, YS350, YS450,YS550, CoatingClass: AZ70, AZ90, AZ100, AZ120, AZ150, AZ165, AZ180, AZ200, Supply form: Plain, Surface treatment : T, Surafce Finish : Normal (N)/Skin-Passed(S), Size(Thickness/Width) : Thickness 0.30 mm upto andincluding 2.6mm, Width upto 1650 mm, Length from 250 to 4500 mm; Hot Dip aluminium - Zinc alloy metallic .... [Key Test Methods & Allied Standards]: Test Methods: Metallic coating thickness by X-ray fluorescence technique method - Determination. Terminology: Glossary of terms relating to iron and steel: Part 4 flat products (Second Revision); Dentistry Vocabulary. Components & Materials: Continuously hot - Dipped coated steel sheet products - Dimensional and shape tolerances (First Revision); Cold reduced carbon steel sheet and strip: Part 1 cold forming and drawing purpose (Sixth Revision); Cold reduced carbon steel sheet and strip: Part 2 high tensile and multi - Phase steel (Sixth Revision); Stainless Steel Neti Pot Specification
MTD | IS 2062 (Part 1):2025 | Structural Steel - Part 1 - Hot Rolled Medium and High tensile Steel | Current | 2025-12-29 | 2025 |  | 08 | MTD 04 - Wrought Steel Products Sectional Committee | 77.140.01 | Product Specification | Mandatory | 467 | 0 | 0 | IS 2062:2011 |  |  | Ministry of Steel | https://standards.bis.gov.in/website/standard-details?encryptedId=eyJpdiI6IlloK01pT3dyQS96WWVpYWltNWQyeFE9PSIsInZhbHVlIjoibDJXNkZUdlpDUk0wS2EwRWdIZW1rQT09IiwibWFjIjoiZjE2ZTk4ZGUxZGQ4N2MwMjU3ODdmM2VlOGU4MDhiMGM4NjhjMTkxYzliOTMxODNkZGMyMjBkZmNhMTE1ZDU5ZiIsInRhZyI6IiJ9 | Current | 0 | Ministry of Steel | Metals, Alloys and Metal Products (including Steel Products) | Steel and Steel Castings, Wires, Ropes, Pipes , Tubes and other products | Wrought steel Products | [Title]: IS 2062 (Part 1):2025 — Structural Steel - Part 1 - Hot Rolled Medium and High tensile Steel. [Classification]: Under MTD / MTD 04 - Wrought Steel Products Sectional Committee, categorized under Metals, Alloys and Metal Products (including Steel Products) > Steel and Steel Castings, Wires, Ropes, Pipes , Tubes and other products > Wrought steel Products (Ministry of Steel), Certification: Mandatory, Type: Product Specification. [Covered Varieties & Grades]: A) Grade E 250A, Round and square bars ,nominal sizes: ISRO up to and including 100 mm, ISSQ up to and including 90 mm B) Grade E 250A,Flats,width upto and including 400 mm, thickness upto and including 40 mm. C) Grade E 250A ,Angles, width from 20 mm upto and including 150 mm, thickness from 3 mm upto and including 16 mm. D) Grade E 250A,Beams,Columns and channels of depth upto 350 mm.; Grade Designation and Quality: E235A, E235BR, E235B0, E235C, E500A, E500BR, Coil, Sheets and Plates of Thickness from 1.6mm to up to and including 150mm, Width from 750mm to up to and including 4900mm and Length from 1000mm to up to and including 25000mm.; Grade Designation and Quality: E250A, E250BR, E250B0, E250C,E275A, E275BR, E275B0, E275C, E300A, E300BR, E300B0, E300C, E350A,E350BR, E250B0, E350C, E410A, E410BR, E410B0, E410C, E450A, E450BR,E550A, E550BR, E600A, E600BR, E650A, E650BR Coil, Sheets and Plates ofThickness from 1.6mm to up to and including 150mm, Width from 750mm toup to and including 4900mm and Length from 1000mm to up to and including 25000mm.; Grade Designation: E250A Size: Equal Angles (from 35x35x5 mmto 80x80x12 mm), Channels from MC 75 to MC 200), Beams (from MB 100 toMB 200 and HB 150); Grade Designation: E250A, E250BR, E250BO, E250C, Size: EqualAngles (from 35x35x5 mm to 150x150x20 mm), Channels( from 75x40 mm to250x80mm), Beams (from 100x50 mm to 300x140mm); Grade Designation: E250A, Size: Equal Angles (from 35x35x5 mmto 75x75x10 mm), Channels( from 75x40 mm to 100x50mm).; Grade E 250A, Round and square bars ,nominal sizes: 25,28,30,32,35,36,40,45,50,55,60,65,70,75,80,90 and 100 mm mm; Grade E 250A, Round and square bars ,nominal sizes:8,10,12,16,20,25,28,30,32,35,36,40,45,50,55,60,65,70,75,80,85 mm; Grade E 250A,Beam MB100.; Grade E250 A, Channels MC 75,MC 100.; Grade E 250A,Flats,width 10,20,25,30,35,40,45,50,60,65,70,75,80,90,100 mm, thickness upto and including 25 mm.; Grade E 250A ,Angles,width from 20 mm upto and including 75 mm, thickness fro...
MTD | IS 1254:2025 | Corrugated Aluminium Sheet (Fifth Revision) | Current | 2025-03-19 | 2025 |  | 05 | MTD 07 - Ores And Feed Stock For Aluminium Industry, Its Metals/ Alloys And Products Sectional Committee |  | Product Specification | Mandatory | 5 | 0 | 3 | IS 1254 : 2007 |  |  | Ministry of Mines | https://standards.bis.gov.in/website/standard-details?encryptedId=eyJpdiI6IkJaaGY4VURmWXFzYXFoVS9LTkJPT3c9PSIsInZhbHVlIjoibW5HOTQ5WG02WFNiYU11T2hhbk40dz09IiwibWFjIjoiYjEwYjQ4YzU0NWRiYzhhODRiNzUwOGZjZGJlZTBmMDgzM2Y1YmJkMGI1MTczMmU5ZGY1ZGJjYjc5OTViNzBiYiIsInRhZyI6IiJ9 | Current | 0 | Ministry of Mines | Metals, Alloys and Metal Products (including Steel Products) | Non ferrous metals and their alloys | Wrought Aluminium & Aluminium alloys | [Title]: IS 1254:2025 — Corrugated Aluminium Sheet (Fifth Revision). [Classification]: Under MTD / MTD 07 - Ores And Feed Stock For Aluminium Industry, Its Metals/ Alloys And Products Sectional Committee, categorized under Metals, Alloys and Metal Products (including Steel Products) > Non ferrous metals and their alloys > Wrought Aluminium & Aluminium alloys (Ministry of Mines), Certification: Mandatory, Type: Product Specification. [Covered Varieties & Grades]: Alloy designation -31500C, and Temper Designation-H18, Profile- General purpose sheet (16/75), Size- Thickness from 0.35 mm to up to and including 1.50 mm, Overall Width from 800 mm to up to and including 1250 mm and length from 600 mm to up to and including 10000 mm.; Name of the product-Corrugated aluminium sheet, Alloy and Temper designation-31500C,H18, Profile- General purpose sheet (10/75), Size- Thickness from 0.35 mm to up to and including 1.50 mm, Overall Width from 800 mm to 1000 mm and length from 600 mm to up to and including 10000 mm.; Name of the product-Corrugated aluminium sheet, Alloy and Temper designation-31500C, H18, Profile- Industrial sheet, Size- Thickness from 0.35 mm to up to and including 1.50 mm, Overall Width from 795 mm to 1000 mm and length from 600 mm to up to and including 10000 mm.; Corrugated Aluminium Sheet, Alloy and Temper designation-40800 H18, Profile - General Purpose sheet (10/75),Size- Thickness from0.35 mm to up to and including 1.5 mm, Overall Width - 800 mm only andLength from 600 mm to up to and including 10000 mm, and (2) Name of theproduct-Corrugated Aluminium Sheet, Alloy and Temper designation- 40800H18, Profile - Industrial sheet, Size- Thickness from 0.35 mm to up toand including 1.5 mm, Overall Width - 1042 mm only and Length from 600mm to up to and including 10000 mm.; Alloy designation- 31500C and Temper Designation--H18, Profile - Industrial sheet, Size- Thickness from 0.35 mm to up to and including 1.5 mm, Overall Width from 795 mm to upto and including 1044 mm only and Length from 600 mm to up to and including 10000 mm.; Alloy designation- 81400 and Temper designation-H18, Profile - Industrial sheet, Size- Thickness from 0.35 mm to up to and including 1.5 mm, Overall Width from 795 mm to upto and including 1044 mm only and Length from 600 mm to up to and including 10000 mm.; Alloy designation -31000, and Temper Designation-H18, Profile- General purpose sheet (16/75), Size- Thickness from 0.35 mm to up to a.... [Key Test Methods & Allied Standards]: Codes of Practice: Aluminium and its Alloys - Temper Designations (Second Revision). Components & Materials: General condition of delivery and inspection of aluminium and aluminium alloy products. Related Standards: Dimensions for wrought aluminium and aluminium alloys, sheet and strip (First Revision)
MTD | IS 513 (Part 1):2016 | Cold reduced carbon steel sheet and strip: Part 1 cold forming and drawing purpose (Sixth Revision) | Current | 2016-12-31 | 2016 | 2021 | 06 | MTD 04 - Wrought Steel Products Sectional Committee |  | Product Specification | Mandatory | 61 | 0 | 12 |  |  |  | Ministry of Steel | https://standards.bis.gov.in/website/standard-details?encryptedId=eyJpdiI6Ikk0amVtUFZHTUZua3pxT2w5b0x0YUE9PSIsInZhbHVlIjoiR1pJVDh3aW8wRFlFL01BZUZJUjhOQT09IiwibWFjIjoiYmZhZDU2ZDY2NzY2ODYwYmIyNzc4YTJiNzY2NjY1NjgxNzZiODZjMWQ0Yjc3OWEyZTljN2E2OTczMmQ0MjhmNSIsInRhZyI6IiJ9 | Current | 0 | Ministry of Steel | Metals, Alloys and Metal Products (including Steel Products) | Steel and Steel Castings, Wires, Ropes, Pipes , Tubes and other products | Cold rolled sheet & plates | [Title]: IS 513 (Part 1):2016 — Cold reduced carbon steel sheet and strip: Part 1 cold forming and drawing purpose (Sixth Revision). [Classification]: Under MTD / MTD 04 - Wrought Steel Products Sectional Committee, categorized under Metals, Alloys and Metal Products (including Steel Products) > Steel and Steel Castings, Wires, Ropes, Pipes , Tubes and other products > Cold rolled sheet & plates (Ministry of Steel), Certification: Mandatory, Type: Product Specification. [Covered Varieties & Grades]: (a) Name of the product: Cold Reduced Carbon Steel Sheet and Strip Part 1 Cold Forming and Drawing Purpose (b) Grade: CR2,CR3 (c) Surface Finish: Annealed, Skin passed. (d) Temper Designation: 1/4H, 1/8H, Annealed, Skin passed. (e) Thickness, Width, Length(sheets): Thickness: from 0.14 mm to 0.60 mm, Width: From 600 mm to 1250 mm, Length(for sheets): from 500mm to 3658 mm . (f) Condition: Dull Finish (C), Dull Finish (D), Bright Finish (B).; a) Name of the product: Cold Reduced Carbon Steel Sheet and Strip Part 1 Cold Forming and Drawing Purpose, (b) Grade: CR1, (c) Surface Finish: Annealed, Skin passed., (d) Temper Designation: 1/4H, 1/8H, Annealed, Skin passed. (e) Thickness, Width, Length(sheets): Thickness: from 0.14 mm to 0.60 mm, Width: From 600 mm to 1250 mm, Length(for sheets): from 500mm to 3658 mm . (f) Condition: Dull Finish (C), Dull Finish (D), Bright Finish (B).; Grade CR 1 ,Thickness from 0.14 mm to 0.60 mm, width from 600 mm to 1250 mm ,Condition :Dull Finish; INCLUSION OF THICKNESS UPTO 3.00 MM; Coils for Designation: CRO, Grade: Hard, Width upto 1355mm, thickness upto 2.50 mm without annealing; COLD ROLLED LOW CARBON STEEL SHEET & COIL OF GRADE O AND TEMPER DESIGNATION H THICKNESS 0.40 TO 2.00mm WIDTH UPTO & INCLUDING 1250mm AND SHEET LINGTH UPTO AND INCLUDING 3000mm Cold rolled low carbon steel coil -0.15 to 0.40mm, width 600 to 1250mm and sheet of 0.15 to 0.40mm, width 600 to 1250mm and length upto 6000metre; grade CR0, Temper-H(Hard); COLD ROLLED LOW CARBON STEEL SHEETS AND STRIPS GRADE: D, DD & EDD THICKNESS: .63mm upto and including 1.25mm WIDTH: UPTO AND INCLUDING 1100mm COLD ROLLED LOW CARBON STEEL SHEETS, COIL- GRADE: O, D & EDD WIDTH: 1250mm upto and including LENGTH: 2500mm upto and including THICKNESS: 0.13 to 3.15mm upto and including. Also thicknesses as per agreement between customer & manufacturer as per Cl.10.1 of IS COLD ROLLED LOW CARBON STEEL SHEETS AND STRIPS OF GRADE-H, DESIGNATION-CRO, THICKNESS 0.13mm UPTO AND INCLUD.... [Key Test Methods & Allied Standards]: Test Methods: Metallic materials Vickers hardness test Part 1: Test method (Sixth Revision); METALLIC MATERIALS SHEET AND STRIP DETERMINATION OF PLASTIC STRAIN RATIO (Second Revision); Metallic materials - Sheet and strip - Determination of tensile strain hardening exponent; Metallic materials Bend test; Mechanical testing of metals - Tensile Testing; (+3 more). Terminology: Glossary of terms relating to iron and steel: Part 4 flat products (Second Revision); Geometrical product specifications (GPS) - surface texture: profile method - Terms, definitions and surface texture parameters. Components & Materials: General technical delivery requirements for steel and steel products; Cold - Rolled steel sheet products - Dimensional and shape tolerances (First Revision)
MTD | IS 1284:2024 | Wrought Aluminium Alloy Bolt and Screw Stock (for General Engineering Purposes) ? Specification ( Third Revision ) | Current | 2024-01-16 | 2024 |  | 03 | MTD 07 - Ores And Feed Stock For Aluminium Industry, Its Metals/ Alloys And Products Sectional Committee |  | Product Specification |  | 0 | 0 | 7 | IS 1284 : 1975 |  |  | Ministry of Consumer Affairs | https://standards.bis.gov.in/website/standard-details?encryptedId=eyJpdiI6Ijl5a2gzTHBFalFYRFJKaWxNSGxOL1E9PSIsInZhbHVlIjoid0FhUHhJOXQ4b1poREZRNlhUR0lxQT09IiwibWFjIjoiNmQ5M2IzODljNTM3YjY0MGI0OWEyMmM3NDcyOTkyNmFiODc5NjI0NjQzY2QwMDU1YzhiODQ4MmI3OTQ0ZWFhMyIsInRhZyI6IiJ9 | Current | 0 | Ministry of Consumer Affairs | Metals, Alloys and Metal Products (including Steel Products) | Non ferrous metals and their alloys | Wrought Aluminium & Aluminium alloys | [Title]: IS 1284:2024 — Wrought Aluminium Alloy Bolt and Screw Stock (for General Engineering Purposes) ? Specification ( Third Revision ). [Classification]: Under MTD / MTD 07 - Ores And Feed Stock For Aluminium Industry, Its Metals/ Alloys And Products Sectional Committee, categorized under Metals, Alloys and Metal Products (including Steel Products) > Non ferrous metals and their alloys > Wrought Aluminium & Aluminium alloys (Ministry of Consumer Affairs), Type: Product Specification. [Key Test Methods & Allied Standards]: Test Methods: Chemical analysis of aluminium and its alloys parts 13 to 16 (Second Revision). Terminology: Code for designation of aluminium and its alloys. Codes of Practice: Aluminium and its Alloys - Temper Designations (Second Revision). Components & Materials: General requirements for the supply of metallurgical materials (Second Revision); Wrought aluminium andits alloys rivet, bolt and screw stock - Dimensions and tolerances (First Revision); Stainless Steel Neti Pot Specification
MTD | IS 3024:2015 | Cold Rolled Grain Oriented Electrical Steel Strip and Sheet Delivered in Fully Processed State (Third Revision) | Current | 2015-08-31 | 2015 | 2021 | 03 | MTD 04 - Wrought Steel Products Sectional Committee |  | Product Specification | Mandatory | 2 | 0 | 0 |  |  |  | Ministry of Power, Ministry of Steel | https://standards.bis.gov.in/website/standard-details?encryptedId=eyJpdiI6IkFvcHB1MWpYcUhpbmhmaDI0MmNCS2c9PSIsInZhbHVlIjoiOG9VTmcralFmd0hqbnh0OEZQZ1FiUT09IiwibWFjIjoiM2M3N2Q0MTE5NzM3NTEyYjkyMGUxNzgzMzQ4N2MxNmFjMTgyM2ZkNTQyOTE5OTRhYmUwZjYwOTlhYjYwYmUwMCIsInRhZyI6IiJ9 | Current | 0 | Ministry of Power, Ministry of Steel | Metals, Alloys and Metal Products (including Steel Products) | Steel and Steel Castings, Wires, Ropes, Pipes , Tubes and other products | Wires & galvanized sheets | [Title]: IS 3024:2015 — Cold Rolled Grain Oriented Electrical Steel Strip and Sheet Delivered in Fully Processed State (Third Revision). [Classification]: Under MTD / MTD 04 - Wrought Steel Products Sectional Committee, categorized under Metals, Alloys and Metal Products (including Steel Products) > Steel and Steel Castings, Wires, Ropes, Pipes , Tubes and other products > Wires & galvanized sheets (Ministry of Power, Ministry of Steel), Certification: Mandatory, Type: Product Specification. [Covered Varieties & Grades]: 27HP90d,27HP95d,35HP125,35HP135,35CG145,35CG155,35CG165; (a) Name of the product: Grain Oriented Electrical Steel Sheet and Strip (b) Dimensions : Width upto 1270 mm (c) Grade: 23HP80d (d) Condition: F, NF, PQ; 35HP115; 30HP105; 23HP85d,23HP90d,23HP95d,23HP100d,30HP110,30HP120; grade 30 HP 105 and 35 HP115; Grain oriented electrical steel sheets and strips i)Grade -a)27CG120, 27CG130,27CG140, b)27HP95,27HP00,27HP110, c)23HP90,23HP95,23HP100, d]23CG110, 23CG120, 23CG127 e]23CG110, 23CG120,23CG127 f]30CG130,30CG140 & 30CG150 g]23CG110 23CG120 23CG127 27CG120 27CG130 27CG140 30CG130 30CG140 30CG150 236HP90 23HP95 23HP100 27HP 110 with a Max. width upto 1270mm; Grade - 30CG120, 30CG130, 30CG140 and 30CG150 comma Condition - F, NF and PQ, width up 1060mm; Grade - 27HP110, Condition - F, NF and PQ, width up 1060mm; Grade - 27CG130, Condition - F, NF, PQ, width up 1000 mm; F type/ 0.23mm width up to 1060mm/23HP100/Group 1 HP grades; Grade - 27CG120, Condition - F, NF, PQ, width up 1020mm; Grade - 30CG130, 30CG140 and 30CG150 Condition - F, NF comma PQ, width up 1020 mm; Grade - 23CG110, 23CG120 and 23CG127, Condition - F comma NF, PQ, width up 1060mm; Grade - 23HP85, 23HP90 and 23HP95, Condition - F, NF comma PQ, width up 1060mm; Grade - 23HP80d, 23HP85d, 23HP90d, 23HP95d and 23HP100d, Condition- F,NF, PQ, width up 1060mm; Grade: 27HP100, Condition: F, NF and PQ, width up 1060mm
MTD | IS 6240:2008 | Hot rolled steel plate (Up To 6 Mm) sheet and strip for the manufacture of low pressure liquefiable gas cylinders (Fourth Revision) | Current | 2008-06-30 | 2008 | 2024 | 04 | MTD 04 - Wrought Steel Products Sectional Committee |  | Product Specification | Mandatory | 12 | 0 | 8 |  |  |  | Ministry of Commerce and Industry - Department for Promotion of Industry and Internal Trade (DPIIT), Ministry of Steel | https://standards.bis.gov.in/website/standard-details?encryptedId=eyJpdiI6IlozeTFvcG9tTXZzTlU5aHpmWExXQkE9PSIsInZhbHVlIjoiYUxtYzF5STNGNTBnRldQTWNWeFl3QT09IiwibWFjIjoiZmE2ZDFiNzUwNWQ0NmU0NmVlZGQ1OGI2N2M1YjZlNmY4MTA0NjlmY2U2YzRlMzkxMzkzMjdmZjdlYmY2MjE4NiIsInRhZyI6IiJ9 | Current | 0 | Ministry of Commerce and Industry - Department for Promotion of Industry and Internal Trade (DPIIT), Ministry of Steel | Metals, Alloys and Metal Products (including Steel Products) | Steel and Steel Castings, Wires, Ropes, Pipes , Tubes and other products | Wrought steel Products | [Title]: IS 6240:2008 — Hot rolled steel plate (Up To 6 Mm) sheet and strip for the manufacture of low pressure liquefiable gas cylinders (Fourth Revision). [Classification]: Under MTD / MTD 04 - Wrought Steel Products Sectional Committee, categorized under Metals, Alloys and Metal Products (including Steel Products) > Steel and Steel Castings, Wires, Ropes, Pipes , Tubes and other products > Wrought steel Products (Ministry of Commerce and Industry - Department for Promotion of Industry and Internal Trade (DPIIT), Ministry of Steel), Certification: Mandatory, Type: Product Specification. [Covered Varieties & Grades]: GRADE B, WIDTH 700 mm TO 2050 mm; Grade- 1, Thickness- 1.20mm to 6.0mm, width- 800mm to 2050mm; Hot Rolled Steel Plate (up to 6 mm) Sheet & strip for the manufacture of LPG Cylinder for Sizes upto 3.15mm, Thickness & Width from 900 to 1250mm, Grade 1.; Hot Rolled Steel Plate Sheet and Strip for the Manufacture of Low Pressure Liquefiable Gas Cylinders, Thickness 2.24 mm to 3.15 mm, Width 950 to 1550 mm; Hot rolled steel plate (upto 6mm) sheet and strip for the manufacture of low pressure liquefiable gas cylinder; Hot rolled steel plate(up to 6mm) sheet and strip for the manufacture of low pressure liquefiable gas cylinders; Hot rolled steel plate(upto to 6 mm),Sheet and strip for the manufacture fo low pressure liquifiable gas cylinder, Grade 1; Hot rolled steel strip in coil form (Mill Edge) Grade-1Thickness-2mm to 6mm; SIZE: 600MM TO 1250MM WIDTH AND THICKNESS UPTO 6MM; Shape (Dimension)- Strips(Thickness from 1.60 mm up to & Including 16.00, Width from 900mm up to & Including 1650 mm), Grade-1. [Key Test Methods & Allied Standards]: Test Methods: Mechanical testing of metals -Modified erichsen cupping test - sheet and strip Pt 1 Thickness upto 2 mm; Metallic materials Bend test; Mechanical testing of metals - Tensile Testing. Terminology: Glossary of terms relating to iron and steel: Part 4 flat products (Second Revision). Components & Materials: General technical delivery requirements for steel and steel products. Related Standards: Steel Plates, Sheets Strips and Flats for Structural and General Engineering Purposes - Dimensions (Second Revision); Steel - Conversion of elongation values: Part 1 carbon and low alloy steels; Methods of chemical analysis of pig iron, cast iron and plain carbon and low alloy steel
MTD | IS 19626:2026 | Electrolytic Zinc-Nickel Alloy Coated Steel Sheet and Strip- Specification | Current / New Pub | 2026-02-18 | 2026 |  | 0 | MTD 04 - Wrought Steel Products Sectional Committee | 77.140.50 | Product Specification |  | 0 | 0 | 0 |  |  |  | Ministry of Steel | https://standards.bis.gov.in/website/standard-details?encryptedId=eyJpdiI6Ik9lbGVLR0o2SDRLZ2V5WldoTnJSU3c9PSIsInZhbHVlIjoibHpoNGp5NEo1b2swVmNDVU8vbDkvUT09IiwibWFjIjoiMzk3NzI5NWM4MmU3MWJmMGJjNDg0ZTY0NDE3NjA4NzAxZTFjNmZlMjQ1NTNlYmY5YWY4OTUxYjQzZmVlNjU0OSIsInRhZyI6IiJ9 | Published | 0 | Ministry of Steel | Metals, Alloys and Metal Products (including Steel Products) | Steel and Steel Castings, Wires, Ropes, Pipes , Tubes and other products | Wrought steel Products | [Title]: IS 19626:2026 — Electrolytic Zinc-Nickel Alloy Coated Steel Sheet and Strip- Specification. [Classification]: Under MTD / MTD 04 - Wrought Steel Products Sectional Committee, categorized under Metals, Alloys and Metal Products (including Steel Products) > Steel and Steel Castings, Wires, Ropes, Pipes , Tubes and other products > Wrought steel Products (Ministry of Steel), Type: Product Specification
MTD | IS 21:2025 | Wrought Aluminium and Aluminium Alloys for Manufacture of Utensils - Specification (Fifth Revision) | Current | 2025-05-06 | 2025 |  | 05 | MTD 07 - Ores And Feed Stock For Aluminium Industry, Its Metals/ Alloys And Products Sectional Committee |  | Product Specification | Voluntary | 23 | 0 | 5 | IS 21 : 1992 |  |  | Ministry of Mines | https://standards.bis.gov.in/website/standard-details?encryptedId=eyJpdiI6IjRrZGVKNVpXcHQ3VUlESFZpa0FVb3c9PSIsInZhbHVlIjoib2Y5aWEybnBkbGhzclVXd0NQWWQ3UT09IiwibWFjIjoiMjU5YzZjMDE2MDYzZjc5YzYwYTA5YjJiYWZhM2E5YmNhNDE4OTgxNzNhZDc5ZmMzMzVlOTI5MWQ0NjU4MTIzMiIsInRhZyI6IiJ9 | Current | 0 | Ministry of Mines | Metals, Alloys and Metal Products (including Steel Products) | Non ferrous metals and their alloys | Wrought Aluminium & Aluminium alloys | [Title]: IS 21:2025 — Wrought Aluminium and Aluminium Alloys for Manufacture of Utensils - Specification (Fifth Revision). [Classification]: Under MTD / MTD 07 - Ores And Feed Stock For Aluminium Industry, Its Metals/ Alloys And Products Sectional Committee, categorized under Metals, Alloys and Metal Products (including Steel Products) > Non ferrous metals and their alloys > Wrought Aluminium & Aluminium alloys (Ministry of Mines), Certification: Voluntary, Type: Product Specification. [Covered Varieties & Grades]: 1. Name of the product- , Designation-19000, Grade- O, Form- Circles, sheet and strip, Dimension- Circles of Diameter 150 mm up to and including 600 mm, Thickness- 1.50 mm up to and including 6.0 mm, Sheet of Width 250 mm up to and including 500 mm, Length of 250 mm up to and including 500 mm, Thickness- 1.50 mm upto and including 6.0 mm, Strip of width 50mm upto and including 250mm, thickness- 1.5mm upto and including 6.0mm 2. Name of the product- , Designation- 40800, Grade- O, Form- Circles, sheet and strip, Dimension- Circles of Diameter 150 mm up to and including 600 mm, Thickness- 1.50 mm up to and including 6.0 mm, Sheet of Width 250 mm up to and including 500 mm, Length of 250 mm up to and including 500 mm, Thickness- 1.50 mm up to and including 6.0 mm, Strip of width 50mm upto and including 250mm, thickness- 1.5mm upto and including 6.0mm; Designation : 19000, Condition : O, Form and Thickness : Circles of thickness from 0.3 mm up to and including 15 mm, Sheet/Strip of thickness from 0.10 up to and including 15 mm.; Designation : 31000,Condition : H2, Form and Thickness : Circles of thickness from 0.3 mm up to and including 15 mm, Sheet/Strip of thickness from 0.10 up to and including 15 mm.; Designation : 40800, Condition : H2, Form and Thickness : Circles of thickness from 0.3 mm up to and including 15 mm, Sheet/Strip of thickness from 0.10 up to and including 15 mm.; Designation : 51000-A, Condition : O, Form and Thickness : Circles of thickness from 0.3 mm up to and including 15 mm, Sheet/Strip of thickness from 0.10 up to and including 15 mm.; Designation : 64430,Condition : O, Form and Thickness : Circles of thickness from 0.3 mm up to and including 15 mm, Sheet/Strip of thickness from 0.10 up to and including 15 mm.; Designation-31000, Temper-O, Circle/Sheet,?Thickness-0.9mm upto and including 5mm; Designation-19000, Temper-O, Circle/Sheet, Thickness- 0.9mm upto and?including 5mm; Designation-41352A, Condition- O, Form-Circle of Diameter-100mm to.... [Key Test Methods & Allied Standards]: Test Methods: Chemical analysis of aluminium and its alloys parts 13 to 16 (Second Revision). Components & Materials: General condition of delivery and inspection of aluminium and aluminium alloy products. Related Standards: Dimensions for wrought aluminium and aluminium alloys, sheet and strip (First Revision)
MTD | IS 1921:2025 | SOLDER WIRE - SOLID AND FLUX CORED - SPECIFICATION (THIRD REVISION) | Current | 2025-05-06 | 2025 |  | 04 | MTD 09 - Ores And Feed Stock For Non-ferrous (excluding Aluminium And Copper) Industry, Their Metals/ Alloys And Products Sectional Committee |  | Product Specification | Voluntary | 11 | 0 | 18 | IS 1921 : 2005 |  | ISO 12224-1 : 2024 | Ministry of Commerce and Industry - Department for Promotion of Industry and Internal Trade (DPIIT) | https://standards.bis.gov.in/website/standard-details?encryptedId=eyJpdiI6ImNKanFoYTJaUnAxWXluclZCOXl5Rmc9PSIsInZhbHVlIjoiOHArM3hPSEFVMXhOWUpibDN5OFZPUT09IiwibWFjIjoiNTdiZGI0OWZlZWE3MDQ1MGM1NTVmNzdjYTBkZTRmNzRjNjcwZWMyNTcyZjQwYjMzZDhhMjA5ZGMyODQ0Mjk0MiIsInRhZyI6IiJ9 | Current | 0 | Ministry of Commerce and Industry - Department for Promotion of Industry and Internal Trade (DPIIT) | Metals, Alloys and Metal Products (including Steel Products) | Non ferrous metals and their alloys | Sn, Mo, W, etc | [Title]: IS 1921:2025 — SOLDER WIRE - SOLID AND FLUX CORED - SPECIFICATION (THIRD REVISION). [Classification]: Under MTD / MTD 09 - Ores And Feed Stock For Non-ferrous (excluding Aluminium And Copper) Industry, Their Metals/ Alloys And Products Sectional Committee, categorized under Metals, Alloys and Metal Products (including Steel Products) > Non ferrous metals and their alloys > Sn, Mo, W, etc (Ministry of Commerce and Industry - Department for Promotion of Industry and Internal Trade (DPIIT)), Certification: Voluntary, Type: Product Specification. [Covered Varieties & Grades]: 1. Name of the product- Flux cored solder wire Grade of solder - 20 Type of Flux (Core material)- Activated Sizes (Diameter) - 1.61mm 2. Name of the product- Flux cored solder wire Grade of solder - 40 Type of Flux (Core material)- Activated Sizes (Diameter) - 0.71mm up to and including 1.21mm 3. Name of the product- Flux cored solder wire Grade of solder - 50 Type of Flux (Core material)- Activated Sizes (Diameter) - 0.71mm up to and including 1.21mm 4. Name of the product- Flux cored solder wire Grade of solder - 60 Type of Flux (Core material)- Activated Sizes (Diameter) - 0.71 mm up to and including 1.61mm; Flux cored solder wire Grade of solder: 60, Type of Flux (Core material): Activated, Sizes: 0.6 mm up to and including 4 mm; Grade 60, Activated flux, diameter 0.6 to 4.0 mm.; Grade 60, activated, size from 0.5mm upto and including 3.15mm; Grade 50, activated, size from 0.5mm upto and including 3.15mm; Grade of solder- 60, Type of flux- Activated, Sizes (Diameter)- 0.7 mm up to and including 2 mm; Name of the Product: Solder Wire-Solid and Flux Cored,Solder Alloy Designation: Sn60Pb40, Flux Composition: Rosin(RO)(colophony or modified colophony), Flux Type: Ll, Ml, Dimensions(Outer Nominal Dia): 0.8mm and to 2.0mm, Optional Test: Without ?spread test, electrochemical migration resistance (ECM) test andhalogen content test (Optional Test); Solder Alloy Designation: Sn97Cu3, Flux Composition: RO, Sizes: 2 mm, Flux Type: M1; Solder Alloy Designation: Sn99.3Cu0.7 (Solid Wire), Flux Composition: Not Applicable, Sizes: 3 mm, Flux Type: Not Applicable; Solder Alloy Designation: Sn99.3Cu0.7, Flux Composition: RO, Sizes: 0.6 to 3 mm, Flux Type: L0, L1, M1, H1; Solder Alloy Designation: Sn96.5Ag3Cu0.5, Flux Composition: RO, Sizes: 0.5 to 2 mm, Flux Type: L0, L1, M1, H1; Solder Alloy Designation: Sn96.5Ag3Cu0.5 (Solid Wire), Flux Composition: Not Applicable, Sizes: 2mm to 3 mm, Flux Type: Not Applicable; Solder Alloy Designation: Sn62Pb36Ag2, Flux Composition: R.... [Key Test Methods & Allied Standards]: Test Methods: Environmental Testing Part 4 Tests - Test Cab: Damp Heat, Steady State ( Second Revision ); Methods of chemical analysis of solders (Soft And Rosin - Cored): Part 1 determination of tin and antimony (First Revision); Metallic materials - Sheet and strip - Erichsen cupping test (Third Revision). Components & Materials: Laboratory Sintered (Fritted) Filters, Porosity Grading, Classification and Designation (First Revision); General requirements for the supply of metallurgical materials (Second Revision); Rolled copper plate, sheet, strip and foils for general engineering purposes - Specification; Copper - Specification (Fourth Revision); Specification for silver nitrate, pure and analytical reagent (First Revision); (+6 more)
MTD | IS 19210:2025 | Pre-Painted Zinc-Aluminium-Magnesium Alloy Coated Steel Strip And Sheet | Current / New Pub | 2025-03-24 | 2025 |  | 0 | MTD 04 - Wrought Steel Products Sectional Committee |  | Product Specification | Voluntary | 1 | 0 | 0 |  |  |  | Ministry of Steel | https://standards.bis.gov.in/website/standard-details?encryptedId=eyJpdiI6InVFWVBDQmJkVjZnWmhjZEkvWjIvSUE9PSIsInZhbHVlIjoib2E0WUxxcDcvUmY4QkFoaWdZVC9rUT09IiwibWFjIjoiMWFmNGU0MTM0ZGJiNDRkNGY5MTIwMGIzYWNhZGQzZDU5YWJiMjg5ZTM3MWRiMDZjNjMxMDJlOWE0YzM3NTI5OSIsInRhZyI6IiJ9 | Published | 0 | Ministry of Steel | Metals, Alloys and Metal Products (including Steel Products) | Steel and Steel Castings, Wires, Ropes, Pipes , Tubes and other products | Wrought steel Products | [Title]: IS 19210:2025 — Pre-Painted Zinc-Aluminium-Magnesium Alloy Coated Steel Strip And Sheet. [Classification]: Under MTD / MTD 04 - Wrought Steel Products Sectional Committee, categorized under Metals, Alloys and Metal Products (including Steel Products) > Steel and Steel Castings, Wires, Ropes, Pipes , Tubes and other products > Wrought steel Products (Ministry of Steel), Certification: Voluntary, Type: Product Specification. [Covered Varieties & Grades]: Designation - IS 19210/ IZMC300S,IZMC310S,IZMC330S, IZMC360S,IZMC410S, IZMC420S,IZMC560S,IZMC570S/ ZM060, ZM070, ZM080, ZM090, ZM100, ZM120/ Class1, Class 2, Class 3, Class 4 and Class 5 Durability Class - Class1/Class2/Class3/Class4/Class5 Coating MaterialPrimer -E/A/PU/PE Top Coat/Finish Coat- RMP/ SDP/SMP/PU/PVDF Becker Coat/Wash Coat-H/PU/PE/E/A Single Coat- Without Primer Two Coat/Multi Coat- With Primer... Sheets of sizes : Thickness 0.20 mm to 1.5mm, Width: From 200 mm to 1300 mm, Length-200 mm to 6000 mm. Coils of Sizes: Thickness 0.20 mm to 1.5mm, Width: From 200 mm to 1300 mm Other Properties- As per the special agreement between the purchaser and manufacture
MTD | IS 1068:2025 | Metallic and other inorganic coatings - Electrodeposited coatings of nickel, nickel plus chromium, copper plus nickel and of copper plus nickel plus chromium (Fourth Revision) | Current | 2025-03-19 | 2025 |  | 04 | MTD 24 - Corrosion Protection And Finishes Sectional Committee |  | Product Specification |  | 0 | 0 | 17 | IS 1068 : 1993, IS 12393 : 1988 |  | ISO 1456:2009 |  | https://standards.bis.gov.in/website/standard-details?encryptedId=eyJpdiI6IlBHcnd5NHplVFpEVlpkQXdkMlduRWc9PSIsInZhbHVlIjoiOWJpcGl4K1c5cTl3QVMzN3RwaktoZz09IiwibWFjIjoiODUyN2ZiMmU3MmRkMjA0ZDZmYWMxNTJjNzdkZWEwNjM1NmE0OTcxNTYxYjhjNmQxNzRlNGMyMWFjYjU0NjU4ZiIsInRhZyI6IiJ9 | Current | 0 |  | Metals, Alloys and Metal Products (including Steel Products) | Anti-corrosion products | Anodic oxide coatings | [Title]: IS 1068:2025 — Metallic and other inorganic coatings - Electrodeposited coatings of nickel, nickel plus chromium, copper plus nickel and of copper plus nickel plus chromium (Fourth Revision). [Classification]: Under MTD / MTD 24 - Corrosion Protection And Finishes Sectional Committee, categorized under Metals, Alloys and Metal Products (including Steel Products) > Anti-corrosion products > Anodic oxide coatings, Type: Product Specification. [Key Test Methods & Allied Standards]: Test Methods: Metallic coatings - Measurement of coating thickness - Coulometric method by anodic dissolution (First Revision); Metallic and non - Metallic coating - Measurement of thickness - Beta backscatter method (First Revision)
MTD | IS 2002:2024 | Steel Plate for Pressure Vessel for Intermediate and High Temperature Service Including Boilers — Specification (Fourth Revision) | Current | 2024-08-06 | 2024 |  | 04 | MTD 04 - Wrought Steel Products Sectional Committee |  | Product Specification | Mandatory | 13 | 0 | 13 | IS 2002 : 2009 |  |  | Ministry of Steel | https://standards.bis.gov.in/website/standard-details?encryptedId=eyJpdiI6Imw0UFVmL1pUMUZabTN2NWd4a0t1TVE9PSIsInZhbHVlIjoibGtTY1Fta0pqMGZwYkpVWVJqTEFHdz09IiwibWFjIjoiZjgxMmYxMmRlMzM0N2M3ZGM5N2UwNWU4YTI3NmIyZmMyNjkxZDUxNmFhNzExMTVhNGI0MmIwYThkMzFmZDEzMCIsInRhZyI6IiJ9 | Current | 0 | Ministry of Steel | Metals, Alloys and Metal Products (including Steel Products) | Steel and Steel Castings, Wires, Ropes, Pipes , Tubes and other products | Hot rolled steel sheet & plates | [Title]: IS 2002:2024 — Steel Plate for Pressure Vessel for Intermediate and High Temperature Service Including Boilers — Specification (Fourth Revision). [Classification]: Under MTD / MTD 04 - Wrought Steel Products Sectional Committee, categorized under Metals, Alloys and Metal Products (including Steel Products) > Steel and Steel Castings, Wires, Ropes, Pipes , Tubes and other products > Hot rolled steel sheet & plates (Ministry of Steel), Certification: Mandatory, Type: Product Specification. [Covered Varieties & Grades]: Dimensions/Sizes- Thickness from 5 mm up to and including 80mm and Width from 1500 mm up to and including 3500 mm. Grade- 1, 2 and3.; Optional Requirements- Excluding Grade 1 platefor Fire Boxes. Including steel plates suitable for elevated temperaturerequirements at 425 degree C and below. Excluding Yield stress atelevated temperature requirement and Including Ultrasonic Test Requirements.; Dimensions/Sizes- Thickness from 8 mm up to and including 120mm, Width from 1600 mm up to and including 3200 mm and Length from 4500mm up to and including 16000 mm. Grade- 1, 2 and3.; Grade-1?(excluding plates for fire boxes), 2 and 3; Length upto and including 15000mm; Width upto and?including?3500mm; Thickness upto and including 40mm; Steel Plates for Pressure Vessels for Intermediate and High Temperature Service Including Boilers Grade 2,Thickness from 5mm upto & incluiding 20mm Width from 800mm upto & including 2000mm & Length from 2500mm upto & including 12500mm. Grade2,3- t-5 to 15mm, W-900 to 4900mm, L-2500 to 25000mm; Steel plates for pressure vessels for intermediate & high temperature service including boilers.; Steel plates for pressure vessels for intermediate and hightemperature service including boilers, Dimensions: Thickness from 1.6 mmupto and including 25 mm, Width from 900 mm upto and including 2000 mm,Length from 1000 mm upto and including 12000 mm. Grade: Grade 1, Grade2. Optional requirements: Excluding Grade 1 Plate for Fire Boxes.Including Steel plates suitable for elevated temperature requirements at425?C, Excluding Yield Stress at elevated temperature requirement.Excluding Ultrasonic Test requirement; Thickness From 5.00 mm up to and Including 16.00 mm, Width From 900 mm up to & Including 1650 mm, Length From 1000 mm up to & Including 13500 mm, Grade 3, Excluding Grade 1 Plate for Fire Boxes, Excluding Yield Stress at Elevated Temprature Requirements and Exculuding Ultrasonic Test Requirements; Type High Temperature service including boilers, Thicknes.... [Key Test Methods & Allied Standards]: Test Methods: Method for ultrasonic testing of steel plates for pressure vessels and special applications (First Revision); Methods for Chemical Analysis of Steels Part 1 Determination of Carbon by Volumetric Method (For Carbon 0.05 to 2.50 Percent) (Fourth Revision); Method for emission spectrometric analysis of plain carbon and low alloy steels point to plane technique (First Revision); Metallic Materials - Tensile Testing Part 2 Method of Test at Elevated Temperature ( Fourth Revision ); Methods of tests of burnt clay building bricks: Part 6 Determination of modulus of rupture. Terminology: Dentistry Vocabulary. Codes of Practice: Code of practice for evaluation, repairs and acceptance limits of surface defects in steel plates and wide flats. Components & Materials: Specification for rolling and cutting tolerances for hot - Rolled steel products (Fourth Revision); Household Refrigerating Appliances - Characteristics and Test Methods Part 1 General Requirements (First Revision); Stainless Steel Neti Pot Specification; Intravascular Catheters - Sterile and Single-Use Catheters Part 4 Balloon Dilatation Catheters (First Revision). Related Standards: Hot - Rolled steel plates - Tolerances on dimensions and shape
MTD | IS 617:2024 | Aluminium and Aluminium Alloys Ingots for Remelting and Castings for General Engineering Purposes — Specification (Fourth Revision) | Current | 2024-05-10 | 2024 |  | 04 | MTD 07 - Ores And Feed Stock For Aluminium Industry, Its Metals/ Alloys And Products Sectional Committee |  | Product Specification | Voluntary | 189 | 0 | 8 | IS 617 : 1994 |  |  | Ministry of Mines | https://standards.bis.gov.in/website/standard-details?encryptedId=eyJpdiI6ImhXYm9NYm5yU3BCOXE1YTJrK3N6cWc9PSIsInZhbHVlIjoiNmVSbGRhamVyaEd1UXA2SDUrVElOQT09IiwibWFjIjoiYWQ3MTM2ZGZlMWNhYWJhNGRjN2MxM2UwZTgxNTU0NTNjNTljOTY0NzhjNmRjYmU3MzliZDZiZGU4Y2U4ZDM3YSIsInRhZyI6IiJ9 | Current | 0 | Ministry of Mines | Metals, Alloys and Metal Products (including Steel Products) | Non ferrous metals and their alloys | Wrought Aluminium & Aluminium alloys | [Title]: IS 617:2024 — Aluminium and Aluminium Alloys Ingots for Remelting and Castings for General Engineering Purposes — Specification (Fourth Revision). [Classification]: Under MTD / MTD 07 - Ores And Feed Stock For Aluminium Industry, Its Metals/ Alloys And Products Sectional Committee, categorized under Metals, Alloys and Metal Products (including Steel Products) > Non ferrous metals and their alloys > Wrought Aluminium & Aluminium alloys (Ministry of Mines), Certification: Voluntary, Type: Product Specification. [Covered Varieties & Grades]: , Form Ingot, Alloy (Chemical Symbol) - AlSi12(b), AlSi11Cu3(Fe) and AlSi5Cu1Mg, Condition (Temper)- Not Applicable; ,form:Ingot,AlloysAlSi7Cu2,AlSi7Cu2(a),AlSi7Cu3Mg,AlSi8Cu1.5Mg,AlSi8Cu3,AlSi9Cu1Mg,AlSi9Cu1Mg(a),AlSi9Cu3(Fe),AlSi9Cu3(Fe(Zn),AlSi11Cu2(Fe),AlSi11Cu3(Fe),AlSi9Cu3(a),AlSi10Cu,AlSi10Cu(a),AlSi9Cu3(b),AlSi9Cu2,AlSi11Cu2(Fe), AlMg3,AlMg5,AlMg5(Si),AlMg9,AlMg5Si2Mn(Fe),AlMg0.6,AlMg0.4,AlMg3Si,AlMg2,AlMg; Form Casting, Alloy Group: AlSi5Cu, Chemical Symbol: AlSi5Cu3Mn(b), Temper NA; Form: Casting, Alloy Group: AlSi9Cu, Chemical Symbol: AlSi11Cu3(Fe), Temper NA; Form Ingot, Alloy (Chemical Symbol) - AlSi9Cu3(Fe), AlSi8Cu3, AlSi7Mg0.3, AlSi9Cu1Mg(a), AlMg3Si, AlSi7Mg, AlSi11Cu2(Fe), AlSi12(b), AlSi12CuMgNi and AlSi17Cu4Mg, Condition (Temper)- Not Applicable; Form- Casting, Designation -4450, Condition (Temper)- T6; Form: Ingot, Alloy (Chemical Symbol): AlSi12Cu(b), AlSi10Mg(Fe), AlSi7Mg, AlSi5Cu1Mg, and AlSi9Cu3(Fe)(Zn) and Condition (Temper) NA; Form: Ingot, Alloy (Chemical Symbol): AlSi10Mg (a), Condition (Temper) NA; Ingot, Alloy (Chemical Symbol): Al99.0, Al 99.5,AlSi5Cu3Mn(b), AlSi5Cu3Mn(c), AlSi5CuMg, AlSi5, AlSi6Cu4(b), AlSi8Cu(a),AlSi7Cu, AlSi7Mg0.3Ti, AlSi10Cu, AlSi9Cu3(a), AlSi9Cu2, AlSi10Mg(a),AlSi10Mg(b), AlSi11MgMn, AlSi11MgNi, Condition (Temper) NA; Ingot, Alloy (Chemical Symbol): AlSi9Cu3(a), AlSi9Cu2,AlSi10Mg(a), AlSi10Mg(b), AlSi11MgMn, AlSi11MgNi, AlSi7Mg0.3Ti andAlSi10Cu Condition (Temper) NA; Ingot, Designations: 4423,4525A,4628,4600A; Name of the Product-, Form Ingot, Designation -4223, 4223A, 4225, 4300, 4323, 4420, 4423, 4450, 4520, 4525, 4528, 4600, 4600A, 4628, 4635, 4652, Condition (Temper)- Not Applicable. [Key Test Methods & Allied Standards]: Test Methods: Metallic materials - Brinell hardness test: Part 1 test method (Fifth Revision); Chemical analysis of aluminium and its alloys parts 13 to 16 (Second Revision). Terminology: Glossary of terms relating to aluminium and aluminium alloys: Part 1 unwrought and wrought metals (Second Revision). Codes of Practice: Colour code for identification of aluminium and aluminium alloys for general engineering purposes (Second Revision); Code of practice for liquid penetrant flaw detection (Second Revision). Components & Materials: General condition of delivery and inspection of aluminium and aluminium alloy products; Stainless Steel Neti Pot Specification
MTD | IS 209:2024 | Refined Zinc - Specification (Fifth Revision) | Current | 2024-01-16 | 2024 |  | 05 | MTD 09 - Ores And Feed Stock For Non-ferrous (excluding Aluminium And Copper) Industry, Their Metals/ Alloys And Products Sectional Committee |  | Product Specification | Voluntary | 3 | 0 | 9 | IS 209 : 1992, IS 13229 : 1991, IS 4699 : 1984 |  | ISO 752 : 2004 | Ministry of Mines | https://standards.bis.gov.in/website/standard-details?encryptedId=eyJpdiI6InUvYzg0Z2srSFhQQTdaYXI5S2RUbHc9PSIsInZhbHVlIjoidFJBSDJQRmtwaVZ1Z3JkYnkrMkprQT09IiwibWFjIjoiZWM5Njc1MDZkMjVjYzEzMWVkNzdkMWRlZTkxZWI0YTI1MGNhNjJiZThjMTg1NTFiM2U3NTQ1NjhmMWIwYWE0NSIsInRhZyI6IiJ9 | Current | 0 | Ministry of Mines | Metals, Alloys and Metal Products (including Steel Products) | Non ferrous metals and their alloys | Zinc & its alloys | [Title]: IS 209:2024 — Refined Zinc - Specification (Fifth Revision). [Classification]: Under MTD / MTD 09 - Ores And Feed Stock For Non-ferrous (excluding Aluminium And Copper) Industry, Their Metals/ Alloys And Products Sectional Committee, categorized under Metals, Alloys and Metal Products (including Steel Products) > Non ferrous metals and their alloys > Zinc & its alloys (Ministry of Mines), Certification: Voluntary, Type: Product Specification. [Covered Varieties & Grades]: Refined Zinc, Grade: Zn99.995%; Zinc Ingot, Grade- Zn 99.95%; Zinc Ingot- Zn 99.995%. [Key Test Methods & Allied Standards]: Test Methods: Methods of chemical analysis of zinc and zinc base alloys for die castings: Part 1 determination of copper, iron, nickel, tin and thallium by spectrophotometric method (First Revision); Methods of chemical analysis of slab zinc (Spelter) (Revised); Plastics Reinforcement Fibres Chopped Strands Determination of Bulk Density; Plastics Glass-Fibre-Reinforced Products Determination of Fibre Length. Codes of Practice: Methods of sampling non - Ferrous metals for chemical analysis; Power Quality Measurement Monitoring Methods. Components & Materials: General requirements for the supply of metallurgical materials (Second Revision); Carbosulfan granules - Specification
MTD | IS 9997:2023 | ALUMINIUM ALLOY REDRAW RODS FOR ELECTRICAL PURPOSES - SPECIFICATION | Current | 2023-06-22 | 2023 |  | 02 | MTD 07 - Ores And Feed Stock For Aluminium Industry, Its Metals/ Alloys And Products Sectional Committee |  | Product Specification | Voluntary | 6 | 0 | 9 | IS 9997 : 1991 |  |  |  | https://standards.bis.gov.in/website/standard-details?encryptedId=eyJpdiI6ImpVVkZjU0dhdi95VEQ2TGg4OTc4c2c9PSIsInZhbHVlIjoiY3B6Ty8yV0tiYVk3L0dCTXZ5YkkvUT09IiwibWFjIjoiODkwYTU3MTZjYzBlYjRhODZkOTA2NTdjZDE1NjE5MjYyOTNmYjgwNTAwYTA4ZWMwNWY4YmRhZWFkZGQzYWZmYiIsInRhZyI6IiJ9 | Current | 0 |  | Metals, Alloys and Metal Products (including Steel Products) | Non ferrous metals and their alloys | Wrought Aluminium & Aluminium alloys | [Title]: IS 9997:2023 — ALUMINIUM ALLOY REDRAW RODS FOR ELECTRICAL PURPOSES - SPECIFICATION. [Classification]: Under MTD / MTD 07 - Ores And Feed Stock For Aluminium Industry, Its Metals/ Alloys And Products Sectional Committee, categorized under Metals, Alloys and Metal Products (including Steel Products) > Non ferrous metals and their alloys > Wrought Aluminium & Aluminium alloys, Certification: Voluntary, Type: Product Specification. [Covered Varieties & Grades]: Aluminium Alloy Redraw Rods - For Electrical Purposes, Size(Nominal Diameter)- 9.50 mm, Method of production Rolling, Temper W; Name of the Product - Aluminium Alloy Redraw Rods for Electrical Purposes, Sizes (Nominal Diameter) - 7.60 mm to less than 9.50 mm, Temper Designation - T4.; Name of the product: Aluminium Alloy Redraw Rods- For Electrical Purposes, Size (nominal diameter): From 7.6 mm to up to and including 9.5 mm, Temper Designation: T4.; Nominal Diameter 7.6 mm upto below 9.5 mm, Temper designation T4; Size (Nominal diameter) 9.5mm, Temper-W, Method of production-Continuous Casting and Rolling; Size - Nominal Diameter from 7.60 mm upto and below 9.50 mm, Temper Designation- T4.; Size- Nominal Diameter from 9.50 mm up to and including 12.70 mm, Temper Designation- F.. [Key Test Methods & Allied Standards]: Test Methods: Methods of test for resistance of metallic electrical resistance material; Chemical analysis of aluminium and its alloys parts 13 to 16 (Second Revision). Terminology: Glossary of terms relating to aluminium and aluminium alloys: Part 1 unwrought and wrought metals (Second Revision); Glossary of terms relating to aluminium aluminium alloys and: Part 2 plant and operations, thermal treatment, control and testing, finishing. Codes of Practice: Aluminium and its Alloys - Temper Designations (Second Revision). Components & Materials: General condition of delivery and inspection of aluminium and aluminium alloy products; Stainless Steel Neti Pot Specification
MTD | IS 4026:2023 | ALUMINIUM INGOTS BILLETS AND WIRE BARS EC GRADE | Current | 2023-05-30 | 2023 |  | 04 | MTD 07 - Ores And Feed Stock For Aluminium Industry, Its Metals/ Alloys And Products Sectional Committee |  | Product Specification | Voluntary | 6 | 0 | 3 | IS 4026 : 2007 |  |  |  | https://standards.bis.gov.in/website/standard-details?encryptedId=eyJpdiI6IkJIZXZ2VVlaa1d6dGVLL290LzFUS0E9PSIsInZhbHVlIjoieXUvejYySWxjR2N4ejkzL3ArOWZ5dz09IiwibWFjIjoiMTI4NGY2MzA1ODFjOTZiMjdiMDA2NjBjYjViZDA4MWI3NjNjYmMyZDVlZGQzOGQ2MGZiZGU3N2JjZmQ3MDA0ZSIsInRhZyI6IiJ9 | Current | 0 |  | Metals, Alloys and Metal Products (including Steel Products) | Non ferrous metals and their alloys | Wrought Aluminium & Aluminium alloys | [Title]: IS 4026:2023 — ALUMINIUM INGOTS BILLETS AND WIRE BARS EC GRADE. [Classification]: Under MTD / MTD 07 - Ores And Feed Stock For Aluminium Industry, Its Metals/ Alloys And Products Sectional Committee, categorized under Metals, Alloys and Metal Products (including Steel Products) > Non ferrous metals and their alloys > Wrought Aluminium & Aluminium alloys, Certification: Voluntary, Type: Product Specification. [Covered Varieties & Grades]: Form - Ingots and or/ Wire Bar/ and or Sow Ingots, Grades- 1981/1971/1961/1951; Form- Ingot / Billet /Wire Bar/ T Bars / Sow Ingots, Grades: 1981/1971/1961/1951; Form: Ingot and Billet, Grades: 1971, 1961 and 1951.; Grade 1; Aluminium Wire rods; Ingot, Grade-1971; Wire Bar, Grade 2 and Grade 3; Grade 1; EC Grade; Wire Bar, Grade 2 and Grade 3; Ingots, Grade- 1981 and 1971. [Key Test Methods & Allied Standards]: Test Methods: Chemical analysis of aluminium and its alloys parts 1 to 12 (Second Revision). Terminology: Glossary of terms relating to aluminium and aluminium alloys: Part 1 unwrought and wrought metals (Second Revision). Components & Materials: General condition of delivery and inspection of aluminium and aluminium alloy products
MTD | IS 12871:2022 | COPPER LEAD ZINC AND NICKEL CONCENTRATES SAMPLING PROCEDURES FOR DETERMINATION OF METAL AND MOISTURE CONTENT (Second Revision) | Current | 2022-01-31 | 2022 |  | 02 | MTD 09 - Ores And Feed Stock For Non-ferrous (excluding Aluminium And Copper) Industry, Their Metals/ Alloys And Products Sectional Committee |  | Code of Practice |  | 0 | 0 | 3 |  |  | ISO 12743:2021 |  | https://standards.bis.gov.in/website/standard-details?encryptedId=eyJpdiI6Indrb0oraXk0c1hJTHJCZVdhY09YdUE9PSIsInZhbHVlIjoiVytzRStpTUh3cHdpS1NobVQ2UTZmZz09IiwibWFjIjoiN2IyZmJhMDliNmI1YmY3Y2U2ZWY5NWE3ZjIzNWIxODUzYjYyYWVhNWM1YTY2MDA5MzViOTcyM2IyZTEwZDEwNiIsInRhZyI6IiJ9 | Current | 0 |  | Metals, Alloys and Metal Products (including Steel Products) | Ores and sponge iron, ferro alloys and other metallic additions | Code of Practice, sampling, etc of ores | [Title]: IS 12871:2022 — COPPER LEAD ZINC AND NICKEL CONCENTRATES SAMPLING PROCEDURES FOR DETERMINATION OF METAL AND MOISTURE CONTENT (Second Revision). [Classification]: Under MTD / MTD 09 - Ores And Feed Stock For Non-ferrous (excluding Aluminium And Copper) Industry, Their Metals/ Alloys And Products Sectional Committee, categorized under Metals, Alloys and Metal Products (including Steel Products) > Ores and sponge iron, ferro alloys and other metallic additions > Code of Practice, sampling, etc of ores, Type: Code of Practice
MTD | IS 277:2018 | Galvanized steel strips and sheets (Plain And Corrugated) - Specification (Seventh Revision) | Current | 2018-02-28 | 2018 | 2026 | 07 | MTD 04 - Wrought Steel Products Sectional Committee |  | Product Specification | Mandatory | 54 | 0 | 12 |  |  |  | Ministry of Steel | https://standards.bis.gov.in/website/standard-details?encryptedId=eyJpdiI6IlEyNVByQ3BoeGJLVCtaZVh2L0I3QVE9PSIsInZhbHVlIjoiZzR2cE1ybVNrRzFCMUF5SldGOGdTdz09IiwibWFjIjoiMGI4YWJjYmVhYTVhMGVjYzdjM2EyMDdjMTAzZTVlNzk2MTlkYTk4N2U0OGYyZDMwYzNkZDk1YTI3MmQ4MDNkZSIsInRhZyI6IiJ9 | Current | 0 | Ministry of Steel | Metals, Alloys and Metal Products (including Steel Products) | Steel and Steel Castings, Wires, Ropes, Pipes , Tubes and other products | Wires & galvanized sheets | [Title]: IS 277:2018 — Galvanized steel strips and sheets (Plain And Corrugated) - Specification (Seventh Revision). [Classification]: Under MTD / MTD 04 - Wrought Steel Products Sectional Committee, categorized under Metals, Alloys and Metal Products (including Steel Products) > Steel and Steel Castings, Wires, Ropes, Pipes , Tubes and other products > Wires & galvanized sheets (Ministry of Steel), Certification: Mandatory, Type: Product Specification. [Covered Varieties & Grades]: Designation-GP, Width till 1250mm, Thickness till 3mm, Coating grade till 600GSM; GP350, Class 1 Galvanized Steel Plain Sheets of thickness up to and including 3 mm, width up to and including 1250 mm and class of zinc coating up to and including 350.; SL.NO.6- MECHANICAL PROPERTIES TABLE 2 SL.NO.XII GP350-CLASS-1; Galvanized steel sheet, coil (Plain & corrugated) Galvanized corrugated length 1785 to 4185mm upto and including. width: 660 to 910 up to and including. Galvanized plain sheet Length 1785 to 4185mm upto and including Thickness 0.13 to 1.75mm upto and including. Also thickness as per agreement between manufacturer & purchaser as per cl 13.1 & 14.1.3.1 of IS Grade of coating - 120. Galvanised Steel Sheets, Designation-GP of width 900mm to 1250mm, thickness 0.3mm to 3.0mm, coating grade upto & including 275 GSM Designation-GC & GPH : Thickness 0.30to 0.60mm Width 910to1220mm Gr.of coating upto & including 120 Galvanised Steel Sheets, Designation-GP of Width 900mm to 1250mm, thickness 0.3mm to 3.00m, coating grade upto & including 275 GSM as per IS 277:2003; GALVANIZED STEEL SHEETS AND COILS CORRUGATED GALVANIZED SHEETS Galvanized steel sheets of the followign varieties a) corrugated, type ordinary hard, designation gPH, Grade reference of Base Metal Grade 0, of the following sizes 0.18mm x 660mm x 1800mm, no. of corrugation 8, Grade A, 0.63mm x 910mm x 4880mm, no. of corrugation 11, Grade A 2) Plain type ordinary, designation GP, Grade reference of Base metal Grade 0 of the following sizes 0.18mm x 650mm x 1800 mm b) 0.63mm x 1000mm x 4880mm Galvanized corrugated steel sheets, size 2500x910x0.18 mm, grade A, no. of corrugation 11, Type corrugated ordinary, Designation GC , Grade reference of base metal Gro(H) excluding plain sheets; GRADE DESIGNATION GP,THICKNESS 0.3 TO 1.6 MM, WIDTH OF COIL UPTO 1250 MM, COATING GRADE 120 TO 275 g/m2 1] DESIGNATION :GP THICKNESS : 0.25 mm WIDTH OF COIL : UPTO 1220 mm GRADE OF COATING : 80 2] DESIGNATION :GC GRADE : A .... [Key Test Methods & Allied Standards]: Test Methods: Methods for Chemical Analysis of Steels Part 1 Determination of Carbon by Volumetric Method (For Carbon 0.05 to 2.50 Percent) (Fourth Revision); Method for emission spectrometric analysis of plain carbon and low alloy steels point to plane technique (First Revision). Terminology: Glossary of terms relating to iron and steel: Part 4 flat products (Second Revision). Codes of Practice: Process, Design, Testing and Application of Hot Dip Galvanizing of Iron and Steel - Code of Practice Part 1 Batch Process ( Second Revision ); Methods for determination of mass of zinc coating on zinc coated iron and steel articles; Code of practice for design loads (Other Than Earthquake) for buildings and structures: Part 2 imposed loads (Second Revision). Components & Materials: Jute agro-textile – Sapling bags for growth of seedling/ sapling – Specification; Zinc for galvanizing - Specification; Refined Zinc - Specification (Fifth Revision); General technical delivery requirements for steel and steel products; Continuously hot - Dipped coated steel sheet products - Dimensional and shape tolerances (First Revision). Related Standards: Hot Rolled Carbon Steel Sheet and Strip
MTD | IS 736:1986 | Specification for wrought aluminium and aluminium alloy plate for general engineering purposes (Third Revision) | Current | 1987-12-31 | 1986 | 2026 | 03 | MTD 07 - Ores And Feed Stock For Aluminium Industry, Its Metals/ Alloys And Products Sectional Committee |  | Product Specification | Voluntary | 5 | 0 | 0 |  |  |  | Ministry of Commerce and Industry | https://standards.bis.gov.in/website/standard-details?encryptedId=eyJpdiI6IkpMc25GUEtwZ0l1aWx3OUhxdEZ6a2c9PSIsInZhbHVlIjoiMFgyUFVQdDlabTV5RjdXcXZBcUJqUT09IiwibWFjIjoiMjU0NzViYTFmNjlmNWUwNzdjYTg5OTI1MTU2M2RiNjA5MDM4MGViYzlhOTM3MDcwZWQ4OTkyNjZiNDg1ZjZlMiIsInRhZyI6IiJ9 | Current | 0 | Ministry of Commerce and Industry | Metals, Alloys and Metal Products (including Steel Products) | Non ferrous metals and their alloys | Wrought Aluminium & Aluminium alloys | [Title]: IS 736:1986 — Specification for wrought aluminium and aluminium alloy plate for general engineering purposes (Third Revision). [Classification]: Under MTD / MTD 07 - Ores And Feed Stock For Aluminium Industry, Its Metals/ Alloys And Products Sectional Committee, categorized under Metals, Alloys and Metal Products (including Steel Products) > Non ferrous metals and their alloys > Wrought Aluminium & Aluminium alloys (Ministry of Commerce and Industry), Certification: Voluntary, Type: Product Specification. [Covered Varieties & Grades]: (iv) Designation 64430, 65032 Condition WP, Size Thickness From 6mm to upto and including 260mm, Width from 300mm upto and including 1525mm; (iii) Designation 51000A, 51000B,52000, 53000, 54300 Condition H2, Size Thickness From 6mm to upto and including 260mm, Width from 300mm upto and including 1525mm; (ii) Designation 24345 Condition WP, Size Thickness From 6mm to upto and including 260mm, Width from 300mm upto and including 1525mm; (i) Designation 19000, 19500, 19600, 19700 Condition O, Size Thickness From 6mm to upto and including 260mm, Width from 300mm upto and including 1525mm; Designation - 64430, 65032, Condition (Temper Designation) - M, ,Sizes - Thickness from 4.76 mm to upto and including 305 mm, Width from 250 mm to upto and including 1525 mm; Designation - 40800, Condition (Temper Designation) - M ,Sizes -Thickness from 4.76 mm to upto and including 305 mm, Width from 250 mm to upto and including 1525 mm; Designation - 31000, Condition (Temper Designation) - M , Sizes - Thickness from 4.76 mm to upto and including 305 mm, Width from 250 mm to upto and including 1525 mm; Designation - 19000, 19500, 19600, 19700, Condition (Temper Designation) - M, Sizes - Thickness from 4.76 mm to upto and including 305 mm, Width from 250 mm to up to and including 1525 mm; Designation 19000 Condition M Thickness From 6mm?upto and?including 63mm Width from 300mm upto and including 1500mm; Designation 19500 Condition M Thickness From?6mm?upto and including 63mm Width from 300mm upto and?including?1500mm; Designation 19600 Condition M Thickness From 6mm?upto and?including 63mm Width from 300mm upto?and?including?1500mm; Designation 19500?Condition H2 Thickness From 6mm upto and?including 63mm Width from?300mm upto and including?1500mm; Designation 19600 Condition H2 Thickness From 6mm upto and?including?63mm Width from 300mm upto and including?1500mm; Designation-19700, Condition(Temper Designation)- M, Thickness, Size- From 6 mm to upto and including 63 mm...
MTD | IS 3436:1978 | Specification for aluminium - Clad aluminium alloy sheet and strip for aircraft purposes (Alloy 24345) (First Revision) | Current | 1979-01-31 | 1978 | 2022 | 01 | MTD 07 - Ores And Feed Stock For Aluminium Industry, Its Metals/ Alloys And Products Sectional Committee |  | Product Specification |  | 0 | 0 | 19 |  |  |  | Ministry of Mines | https://standards.bis.gov.in/website/standard-details?encryptedId=eyJpdiI6IlNRVklwTU9MM3Q0U01YSXZXOFhvQlE9PSIsInZhbHVlIjoicWxpbUNpL1IzcGZEZVMzYVh4R1hHZz09IiwibWFjIjoiYWFiODNhMzQ5MjBmZDA3MDRjZWE2YjA3NWY3NGI5OWJhZWJmM2Q4ZGUyZjk3MDRlMzhkM2Y5YzU5YWM5OTM5NyIsInRhZyI6IiJ9 | Current | 0 | Ministry of Mines | Metals, Alloys and Metal Products (including Steel Products) | Non ferrous metals and their alloys | Wrought Aluminium & Aluminium alloys | [Title]: IS 3436:1978 — Specification for aluminium - Clad aluminium alloy sheet and strip for aircraft purposes (Alloy 24345) (First Revision). [Classification]: Under MTD / MTD 07 - Ores And Feed Stock For Aluminium Industry, Its Metals/ Alloys And Products Sectional Committee, categorized under Metals, Alloys and Metal Products (including Steel Products) > Non ferrous metals and their alloys > Wrought Aluminium & Aluminium alloys (Ministry of Mines), Type: Product Specification. [Key Test Methods & Allied Standards]: Test Methods: Procedure for inspection and testing of light metals (Aluminium And Magnesium) and their alloy ingots and castings for aircraft purposes; Procedure for inspection and testing of aluminium and aluminium alloy extruded bars, rods and sections (For Aircraft Purposes). Codes of Practice: Procedure for inspection and testing of aluminium and aluminium alloy sheets and strips l?or aircraft purposes (First Revision). Components & Materials: Specification for aluminium casting alloy ingots and castings for aircraft purposes (Third Revision); Specification for primary aluminium ingots for remelting for aircraft purposes (Third Revision); Specification for aluminium - Clad aluminium alloy sheet and strip for aircraft purposes (Alloy 24345) (First Revision); Specification for aluminium alloy extruded bars, rods and sections for aircraft purposes (Alloy No. 24345); Aluminium alloy forging stock and forgings (for parts operated at elevated temperatures) for aerospace applications (Alloy 22588) - specification (First Revision); (+6 more). Related Standards: 99 percent secondary aluminium notched bars and ingots for remelting for aircraft purposes; Aluminium and aluminium alloy rivet stock for cold forged rivets for aircraft purposes (SEE IS 8513, IS 8514, IS 8515, IS 8956, IS 8937 and 9387)
MTD | IS 10748:2025 | Hot-Rolled Steel Strip for Welded Tubes and Pipes - Specification ( Third Revision) | Current | 2025-12-10 | 2025 |  | 03 | MTD 04 - Wrought Steel Products Sectional Committee | 77.140.50 | Product Specification | Mandatory | 103 | 0 | 0 | IS 10748:2004 |  |  | Ministry of Steel | https://standards.bis.gov.in/website/standard-details?encryptedId=eyJpdiI6Im5DcG5OWDFCZGJxa1k0UzV3U1Z2a0E9PSIsInZhbHVlIjoid0c4Ulg2WjRNbDgreWloWU9VRmp3Zz09IiwibWFjIjoiOGQ0YzI0OWZkOWVlNTQxNjhiMmY5ZDg0MmE3YzllMTYxOGRmNGNmOWNmZjE0ZDg2ZjkzZmMwNzc4Y2ViMGEyNCIsInRhZyI6IiJ9 | Current | 0 | Ministry of Steel | Metals, Alloys and Metal Products (including Steel Products) | Steel and Steel Castings, Wires, Ropes, Pipes , Tubes and other products | Wrought steel Products | [Title]: IS 10748:2025 — Hot-Rolled Steel Strip for Welded Tubes and Pipes - Specification ( Third Revision). [Classification]: Under MTD / MTD 04 - Wrought Steel Products Sectional Committee, categorized under Metals, Alloys and Metal Products (including Steel Products) > Steel and Steel Castings, Wires, Ropes, Pipes , Tubes and other products > Wrought steel Products (Ministry of Steel), Certification: Mandatory, Type: Product Specification. [Covered Varieties & Grades]: Grade: Grade 1, grade 2, grade 3, grade 4, grade 5 , grade 6, grade 7, grade 8, ISH275H, ISH355H, ISH420H, ISH460H, 8C3, 10C4, 20C4, 21C3, 26C8, 30C8, 35C8, 40C8, 20C12, 26C13, 30C14, 36C14, 38C14, 41C15, 43C15, 20C12B, 22C12B, 26C13B, 0C13B Type: Coils, Sheets and Plates of Thickness from 0.8mm to upto and including 150mm, Width from 80mm to upto and including 4900mm and Length from 1000mm to up to and including 25000mm; Type: Strip, Grade: 1, 2, 3, 4, 5, 6, Thickness: from 0.8 mmto up to and including 25 mm, Width from 80 mm to up to and including2050 mm; Grades 1,2,3,4&5, sizes up to and including 25X2800 for coils and 110X4500mm for plates; HOT ROLLED STEEL STRIP FOR WELDED STEEL TUBES THICKNESS 1.6mm TO 12mm WIDTH UPTO AND INCLUDING 1250mm GRADE 1,2,&3 , Grade 4,5; Hot-Rolled Steel Plates, , Type- Strips, Grade - Grade 3, Sizes- Width-75mm to Uptoincluding 250mm, Thickness- 1 mm upto and including 3.50mm; Name of the product : , Grade : 1, 2, 3, 4, and 5, Size : Width (As rolled edge / Trimmed Edge) : 20 mm up to and including 600 mm, Thickness : 1.60 mm up to and including 5.00 mm.; Name of the product-Hot-Rolled Steel Plates, , Type-Plates, Sheets, Strips, Grade-Grade 1, Grade 2, Grade 3, Grade 4, Grade 5, Grade 6, Sizes- Width-80mmto upto and including 1650mm, Thickness- 1.60mm to upto and including 25mm; Steel Strip Width 160mm, Thickness up to 2.5mm, Grade 1 & 2; Type: Grade 5, Size :Thickness up to and including 4.50 mm and Width up to and including 320 mm.; Grade 2 and Grade 3 for thickness up to and including 4.50 m comma Width up to and including 320 mm.; Type : Grades 2 to 5, Size : Width from 100 mm up to and including 320 mm, Thickness from 1 mm up to and including 4 mm.; Type- Strips, Grade 1, 2 and 3, Size width from 100 mm up toincluding 320 mm and Thickness from 1.00 mm up to Including 3.60 mm.; Type- Strips, Grade- 1, 2 and 3, Size Width from 100 mm uptoand including 320mm,Thickness from 1.60 mm upto and including 4.00mm.; Type- Strips, Grad...
MTD | IS 6912:2025 | Copper and Copper Alloys Forging Stock and Forging - Specification ( Third Revision ) | Current | 2025-06-27 | 2025 |  | 03 | MTD 08 - Ores And Feed Stock For Copper Industry, Its Metals/ Alloys And Products Sectional Committee |  | Product Specification |  | 0 | 0 | 18 | IS 6912 : 2005 |  |  | Ministry of Mines | https://standards.bis.gov.in/website/standard-details?encryptedId=eyJpdiI6IkFMY2VjTlJWUG9LL0F5blVEazd6R1E9PSIsInZhbHVlIjoiZkdoWGFUQ2V0aVJXOUp2b3g5SmNzZz09IiwibWFjIjoiY2E2ZDQwNTNiYTg4Y2RiZDY0MGU1NDZlNmY4M2JjOWU2YTRiYjBmNzA2NGYxNTAyNTliZjVlYjdmODhkOTBmZCIsInRhZyI6IiJ9 | Current | 0 | Ministry of Mines | Metals, Alloys and Metal Products (including Steel Products) | Non ferrous metals and their alloys | Copper | [Title]: IS 6912:2025 — Copper and Copper Alloys Forging Stock and Forging - Specification ( Third Revision ). [Classification]: Under MTD / MTD 08 - Ores And Feed Stock For Copper Industry, Its Metals/ Alloys And Products Sectional Committee, categorized under Metals, Alloys and Metal Products (including Steel Products) > Non ferrous metals and their alloys > Copper (Ministry of Mines), Type: Product Specification. [Key Test Methods & Allied Standards]: Test Methods: Method for mercurous nitrate test for copper and copper alloys (First Revision); Methods of chemical analysis of Copper - Nickel - Zinc alloys; Methods of chemical analysis of brasses; Methods for Chemical Analysis of Bronzes Part 1 Determination of Copper and Lead by Electrolytic Method (Second Revision); Chemical analysis of bronzes - Methods: Part 10 determination of silicon (First Revision); (+9 more). Terminology: Glossary of terms relating to copper and copper alloys: Part 1 materials (Third Revision). Components & Materials: General requirements for the supply of metallurgical materials (Second Revision); Stainless Steel Neti Pot Specification. Related Standards: Dimensions and tolerances for copper and copper alloy rods and bars for general engineering purposes (Third Revision)
MTD | IS 8362:2025 | Copper and Copper Alloy Rolled Plates for Condensers and Heat Exchangers - Specification ( First Revision ) | Current | 2025-06-27 | 2025 |  | 01 | MTD 08 - Ores And Feed Stock For Copper Industry, Its Metals/ Alloys And Products Sectional Committee |  | Product Specification |  | 0 | 0 | 17 | IS 8362 : 1977 |  |  | Ministry of Mines | https://standards.bis.gov.in/website/standard-details?encryptedId=eyJpdiI6IjZ2TzlFZjhoNzBXVkpzbW1tL3ZydFE9PSIsInZhbHVlIjoiMm1mcFNYUW1yUUFzbVBaQXZNd09YUT09IiwibWFjIjoiMDYzYWM1ODRiOTUxYzRlZDEwY2RmMjhmODgxMTkxNWJiMGI3ZjU5MTM4MTNiM2E4NzcwNDFhNTFhNDJmNjE4MyIsInRhZyI6IiJ9 | Current | 0 | Ministry of Mines | Metals, Alloys and Metal Products (including Steel Products) | Non ferrous metals and their alloys | Copper | [Title]: IS 8362:2025 — Copper and Copper Alloy Rolled Plates for Condensers and Heat Exchangers - Specification ( First Revision ). [Classification]: Under MTD / MTD 08 - Ores And Feed Stock For Copper Industry, Its Metals/ Alloys And Products Sectional Committee, categorized under Metals, Alloys and Metal Products (including Steel Products) > Non ferrous metals and their alloys > Copper (Ministry of Mines), Type: Product Specification. [Key Test Methods & Allied Standards]: Test Methods: Methods of chemical analysis of Copper - Nickel - Zinc alloys; Methods of chemical analysis of brasses; Methods for Chemical Analysis of Bronzes Part 1 Determination of Copper and Lead by Electrolytic Method (Second Revision); Chemical analysis of bronzes - Methods: Part 10 determination of silicon (First Revision); Chemical analysis of bronzes - Methods: Part 11 determination of lead - Ethylenediamine tetraacetic acid (Edta) - Titrimetric - method (First Revision); (+8 more). Terminology: Glossary of terms relating to copper and copper alloys: Part 1 materials (Third Revision). Codes of Practice: Methods of sampling non - Ferrous metals for chemical analysis. Components & Materials: General requirements for the supply of metallurgical materials (Second Revision); Stainless Steel Neti Pot Specification
MTD | IS 4027 (Part 1):2025 | Methods for Chemical Analysis of Bronzes Part 1 Determination of Copper and Lead by Electrolytic Method (Second Revision) | Current | 2025-06-18 | 2025 |  | 02 | MTD 34 - Methods Of Chemical Analysis Of Metals Sectional Committee |  | Methods of tests |  | 0 | 0 | 2 | IS 4027 : Part 1 : 1987 |  |  |  | https://standards.bis.gov.in/website/standard-details?encryptedId=eyJpdiI6Ill5QkpmM09MQUNLSHJrczVDTnBFU3c9PSIsInZhbHVlIjoiRmpZZVZ6ZXU5VEpLZ0VIUjVkRXExdz09IiwibWFjIjoiZDliMDY5YmU1ZGEyMDgxNTM3MDBhNjc1MDE3MjJlZGE2ZGU1ZjgwYTA1NzU2MGQ4ZTM4YTQ0NDkyNzFkYTVjZSIsInRhZyI6IiJ9 | Current | 0 |  | Metals, Alloys and Metal Products (including Steel Products) | Non ferrous metals and their alloys | Bronze | [Title]: IS 4027 (Part 1):2025 — Methods for Chemical Analysis of Bronzes Part 1 Determination of Copper and Lead by Electrolytic Method (Second Revision). [Classification]: Under MTD / MTD 34 - Methods Of Chemical Analysis Of Metals Sectional Committee, categorized under Metals, Alloys and Metal Products (including Steel Products) > Non ferrous metals and their alloys > Bronze, Type: Methods of tests. [Key Test Methods & Allied Standards]: Codes of Practice: Methods of sampling non - Ferrous metals for chemical analysis. Safety Standards: Ships and Marine Technology Cyber Safety
MTD | IS 6751:2025 | Aluminium Alloy Castings and Strips for Bearings ? Specification (First Revision) | Current | 2025-05-06 | 2025 |  | 01 | MTD 07 - Ores And Feed Stock For Aluminium Industry, Its Metals/ Alloys And Products Sectional Committee |  | Product Specification |  | 0 | 0 | 4 | IS 6751 : 1972 |  |  |  | https://standards.bis.gov.in/website/standard-details?encryptedId=eyJpdiI6IndOZ3FYN2JtVS83WjRobStkbjhiL3c9PSIsInZhbHVlIjoiUmljNlJmUnhnRE5GRVFISTg2RFVZQT09IiwibWFjIjoiZTY5NzMwOTg4NTU3YTFjMGRmNGY4YTY1MWUyYTM0OGNiZjQ0Yzc0Y2QwZWUxMzYxZDIyNzIyMzhkZjgxNGRiZCIsInRhZyI6IiJ9 | Current | 0 |  | Metals, Alloys and Metal Products (including Steel Products) | Non ferrous metals and their alloys | Wrought Aluminium & Aluminium alloys | [Title]: IS 6751:2025 — Aluminium Alloy Castings and Strips for Bearings ? Specification (First Revision). [Classification]: Under MTD / MTD 07 - Ores And Feed Stock For Aluminium Industry, Its Metals/ Alloys And Products Sectional Committee, categorized under Metals, Alloys and Metal Products (including Steel Products) > Non ferrous metals and their alloys > Wrought Aluminium & Aluminium alloys, Type: Product Specification. [Key Test Methods & Allied Standards]: Test Methods: Metallic materials Rockwell hardness testPart 1: Test method (Sixth Revision). Components & Materials: General condition of delivery and inspection of aluminium and aluminium alloy products; Specification for aluminium alloy ingots for bearings; Stainless Steel Neti Pot Specification
MTD | IS 228 (Part 7):2025 | Methods for chemical analysis of steels Part 7 Determination of molybdenum by alpha-benzoinoxime method in alloy steels (for molybdenum > 1 percent and not containing tungsten) (Fourth Revision) | Current | 2025-03-19 | 2025 |  | 04 | MTD 34 - Methods Of Chemical Analysis Of Metals Sectional Committee |  | Methods of tests |  | 0 | 0 | 2 | IS 228 : Part 7 : 1990 |  |  |  | https://standards.bis.gov.in/website/standard-details?encryptedId=eyJpdiI6InBJbmREbkM3Q3pOV1BMc3Jqb1VLOHc9PSIsInZhbHVlIjoiU1RvQjB0dFZyeW9ET01rTytWS2ZWZz09IiwibWFjIjoiMWY3ZWRlMzQ2YjM1ZmYzOTM1YWU2MTRjN2IxOGI5ZjE0NzY0YTA0YjQ4NGU3Y2U2MmI4YTI0Njc1YzYzMThhZSIsInRhZyI6IiJ9 | Current | 0 |  | Metals, Alloys and Metal Products (including Steel Products) | Steel and Steel Castings, Wires, Ropes, Pipes , Tubes and other products | Wrought steel Products | [Title]: IS 228 (Part 7):2025 — Methods for chemical analysis of steels Part 7 Determination of molybdenum by alpha-benzoinoxime method in alloy steels (for molybdenum > 1 percent and not containing tungsten) (Fourth Revision). [Classification]: Under MTD / MTD 34 - Methods Of Chemical Analysis Of Metals Sectional Committee, categorized under Metals, Alloys and Metal Products (including Steel Products) > Steel and Steel Castings, Wires, Ropes, Pipes , Tubes and other products > Wrought steel Products, Type: Methods of tests. [Key Test Methods & Allied Standards]: Components & Materials: Nitric acid - Specification (Third Revision); Connectors for frequencies below 3 MHz for use with printed boards Part 4: Two-part connectors for printed boards having contacts spaced at 1.91 mm ( 0.075 in )centres and staggered terminations at that same spacing
MTD | IS 3600 (Part 3):2025 | Welded Joints and Weld Metal - Method of Test: Part 3 Destructive Tests on Welds in Metallic Materials - Transverse Tensile Test ( Fifth Revision ) | Current | 2025-03-05 | 2025 |  | 05 | MTD 11 - Welding General And Its Applications Sectional Committee |  | Methods of tests |  | 0 | 0 | 3 | IS 3600 : Part 3 : 2018 |  | ISO 4136 : 2022 |  | https://standards.bis.gov.in/website/standard-details?encryptedId=eyJpdiI6IkpjTTNYcGtsZ3FZMld1RGdBNDZiTlE9PSIsInZhbHVlIjoicDRLZXM5cXFVQ0V4SFRRckNwSXRqQT09IiwibWFjIjoiY2Q5ZTNlYWJjOTkxNjA1YTE5M2U3NDg3ZGUxZmEzMTdiNWRmODYyOWE5NzRjZjkxYjIyYWFjOGE2ZjdjMjgyMiIsInRhZyI6IiJ9 | Current | 0 |  | Gases, Gas Cylinders , Machine tools and other mechanical products | Welding Electrodes and Accessories | Test Methods of welding | [Title]: IS 3600 (Part 3):2025 — Welded Joints and Weld Metal - Method of Test: Part 3 Destructive Tests on Welds in Metallic Materials - Transverse Tensile Test ( Fifth Revision ). [Classification]: Under MTD / MTD 11 - Welding General And Its Applications Sectional Committee, categorized under Gases, Gas Cylinders , Machine tools and other mechanical products > Welding Electrodes and Accessories > Test Methods of welding, Type: Methods of tests. [Key Test Methods & Allied Standards]: Test Methods: Metallic Materials - Tensile Testing Part 2 Method of Test at Elevated Temperature ( Fourth Revision ). Components & Materials: Stainless Steel Neti Pot Specification
MTD | IS 3600 (Part 5):2025 | Welded Joints and Weld Metal - Method of Test: Part 5 Destructive Tests on Welds in Metallic Materials - Bend Tests ( Fourth Revision ) | Current | 2025-03-05 | 2025 |  | 04 | MTD 11 - Welding General And Its Applications Sectional Committee |  | Methods of tests |  | 0 | 0 | 1 | IS 3600 : Part 5 : 2018 |  | ISO 5173 : 2023 |  | https://standards.bis.gov.in/website/standard-details?encryptedId=eyJpdiI6IjBXL1NpbDZXTjBkaU4xa2FWRlg5TEE9PSIsInZhbHVlIjoidGIvM2toOC9PSEpncWU2RGl2bThVUT09IiwibWFjIjoiZTgyNDllNzFhNmQ1OThkODgyMWU2ZTJmZWRiODAxYjBhNTU3MWVhOGUzNjdiOWYyZjRmNzEyZWRhZDg0ZTEwYSIsInRhZyI6IiJ9 | Current | 0 |  | Gases, Gas Cylinders , Machine tools and other mechanical products | Welding Electrodes and Accessories | Test Methods of welding | [Title]: IS 3600 (Part 5):2025 — Welded Joints and Weld Metal - Method of Test: Part 5 Destructive Tests on Welds in Metallic Materials - Bend Tests ( Fourth Revision ). [Classification]: Under MTD / MTD 11 - Welding General And Its Applications Sectional Committee, categorized under Gases, Gas Cylinders , Machine tools and other mechanical products > Welding Electrodes and Accessories > Test Methods of welding, Type: Methods of tests
MTD | IS 3600 (Part 2):2025 | Welded Joints and Weld Metal - Method of Test: Part 2 Destructive Tests on Welds in Metallic Materials - Impact Tests - Test Specimen Location, Notch Orientation and Examination ( Fourth Revision ) | Current | 2025-02-11 | 2025 |  | 04 | MTD 11 - Welding General And Its Applications Sectional Committee |  | Methods of tests |  | 0 | 0 | 1 | IS 3600 : Part 2 : 2022 |  | ISO 9016 : 2022 |  | https://standards.bis.gov.in/website/standard-details?encryptedId=eyJpdiI6ImJPVW5LZ1NlalJacUFKVzVnM3Z2S1E9PSIsInZhbHVlIjoiNzVEV1lJZkgzSzFCOHJDOGV3RFBqZz09IiwibWFjIjoiY2ZkOTE0ZDZiOGFjYjUxZDlmZTdjOGE0YThkZjJhYmFmYWUyYzY1OTZiZDI4ZDM1YWZiZGEyMTAxNDE0NWE0NyIsInRhZyI6IiJ9 | Current | 0 |  | Gases, Gas Cylinders , Machine tools and other mechanical products | Welding Electrodes and Accessories | Test Methods of welding | [Title]: IS 3600 (Part 2):2025 — Welded Joints and Weld Metal - Method of Test: Part 2 Destructive Tests on Welds in Metallic Materials - Impact Tests - Test Specimen Location, Notch Orientation and Examination ( Fourth Revision ). [Classification]: Under MTD / MTD 11 - Welding General And Its Applications Sectional Committee, categorized under Gases, Gas Cylinders , Machine tools and other mechanical products > Welding Electrodes and Accessories > Test Methods of welding, Type: Methods of tests. [Key Test Methods & Allied Standards]: Test Methods: Metallic Materials — Charpy Pendulum Impact Test Part 1 Test Method ( Fourth Revision )
MTD | IS 228 (Part 2):2024 | Methods for chemical analysis of steels Part 2 Determination of manganese in plain-carbon and low alloy steels by arsenite method (Fourth Revision) | Current | 2024-10-17 | 2024 |  | 04 | MTD 34 - Methods Of Chemical Analysis Of Metals Sectional Committee |  | Methods of tests |  | 0 | 0 | 2 | IS 228 : Part 2 : 1987 |  | ISO 629:1982 |  | https://standards.bis.gov.in/website/standard-details?encryptedId=eyJpdiI6IllLR3EzSStrR2ZYVHdPc1dLeW1jRHc9PSIsInZhbHVlIjoieDZaK3BPWmU5Qkg2ekFqOWROTjFIQT09IiwibWFjIjoiMjNhYmI5Y2JmODliZWIyZDRjZGU0MzNiOGVhZTBiOTk5MTU0Njk3NTA1NDYwZWE1YTdhMzU0NDEyZTMzNjc5YyIsInRhZyI6IiJ9 | Current | 0 |  | Metals, Alloys and Metal Products (including Steel Products) | Steel and Steel Castings, Wires, Ropes, Pipes , Tubes and other products | Wrought steel Products | [Title]: IS 228 (Part 2):2024 — Methods for chemical analysis of steels Part 2 Determination of manganese in plain-carbon and low alloy steels by arsenite method (Fourth Revision). [Classification]: Under MTD / MTD 34 - Methods Of Chemical Analysis Of Metals Sectional Committee, categorized under Metals, Alloys and Metal Products (including Steel Products) > Steel and Steel Castings, Wires, Ropes, Pipes , Tubes and other products > Wrought steel Products, Type: Methods of tests. [Key Test Methods & Allied Standards]: Safety Standards: Ships and Marine Technology Cyber Safety. Components & Materials: Nitric acid - Specification (Third Revision)
MTD | IS 12447:2024 | Zinc and Zinc Alloy Wire for Thermal Spraying (Metallizing) — Specification (First Revision) | Current | 2024-04-29 | 2024 |  | 01 | MTD 09 - Ores And Feed Stock For Non-ferrous (excluding Aluminium And Copper) Industry, Their Metals/ Alloys And Products Sectional Committee |  | Product Specification |  | 0 | 0 | 3 | IS 12447 : 1988 |  | ISO 14919 : 2015 |  | https://standards.bis.gov.in/website/standard-details?encryptedId=eyJpdiI6IjhyUEhyYTZHOEJ5Ukdhd2Z5ME1yVGc9PSIsInZhbHVlIjoibStZYmZlWlJWdXpLREJkYklPaC9Odz09IiwibWFjIjoiMjdiMmFiODY2MzFmZmJkOWI2NDIxNGE0Njc4OTY2YzFjNWEyZWU2MzI3MDg5ODg2MTAwYjYyYmEyMzE1NjI3MCIsInRhZyI6IiJ9 | Current | 0 |  | Metals, Alloys and Metal Products (including Steel Products) | Non ferrous metals and their alloys | Zinc & its alloys | [Title]: IS 12447:2024 — Zinc and Zinc Alloy Wire for Thermal Spraying (Metallizing) — Specification (First Revision). [Classification]: Under MTD / MTD 09 - Ores And Feed Stock For Non-ferrous (excluding Aluminium And Copper) Industry, Their Metals/ Alloys And Products Sectional Committee, categorized under Metals, Alloys and Metal Products (including Steel Products) > Non ferrous metals and their alloys > Zinc & its alloys, Type: Product Specification. [Key Test Methods & Allied Standards]: Test Methods: Metallic Materials - Wire - Wrapping test (Second Revision). Components & Materials: General requirements for the supply of metallurgical materials (Second Revision); Refined Zinc - Specification (Fifth Revision)
MTD | IS 3039:2024 | STRUCTURAL STEEL FOR CONSTRUCTION OF SHIPS - SPECIFICATION (Third revision) | Current | 2024-02-22 | 2024 |  | 03 | MTD 04 - Wrought Steel Products Sectional Committee |  | Product Specification | Mandatory | 3 | 0 | 17 | IS 3039 : 1988 |  |  | Ministry of Steel | https://standards.bis.gov.in/website/standard-details?encryptedId=eyJpdiI6InJTcW5FaGw5Vms1aXIwOGZoazFMV3c9PSIsInZhbHVlIjoiK3ZxZGFadEY1SlNUeGFHakMvSEhYQT09IiwibWFjIjoiOGViNGU2MDNmMjhmY2VlNmViNTM0OWExOGJjM2Q4NGMwY2U2NTQzMzRmYjEzMTUwZmNkNGRmZmU4YzVmNDAyNyIsInRhZyI6IiJ9 | Current | 0 | Ministry of Steel | Metals, Alloys and Metal Products (including Steel Products) | Steel and Steel Castings, Wires, Ropes, Pipes , Tubes and other products | Hot rolled steel sheet & plates | [Title]: IS 3039:2024 — STRUCTURAL STEEL FOR CONSTRUCTION OF SHIPS - SPECIFICATION (Third revision). [Classification]: Under MTD / MTD 04 - Wrought Steel Products Sectional Committee, categorized under Metals, Alloys and Metal Products (including Steel Products) > Steel and Steel Castings, Wires, Ropes, Pipes , Tubes and other products > Hot rolled steel sheet & plates (Ministry of Steel), Certification: Mandatory, Type: Product Specification. [Covered Varieties & Grades]: (a) Grade: Normal Strength, Designation : A, B and D , Type of product: Plate, Thickness from 3 mm to upto & including 20 mm, Width (Mill edge) from 750 mm to upto & including 2150 mm.; (b) Grade: Normal Strength, Designation : A, B and D , Type of product: Plate, Thickness from 12 mm to upto & including 50 mm, Width (Untrimmed edge) from 1600 mm to upto & including 4200 mm, Width (Trimmed edge) from 1500 mm to upto & including 4100 mm. Plates With through thickness properties; Plate (ISPL) of Thickness From 5.00 mm up to & Including 8.80 mm, Width From 900 mm up to & Including 1650 mm, Length From 1000 mm up to & Including 13500 mm for Normal Grade Designation A, B, & D, Without Through Thickness Properties; Strip (ISST) of Thickness From 1.00 mm up to & Including 8.80 mm, Width From 900 mm up to & Including 1650 mm, for Normal Grade Designation A, B, & D, Without Through Thickness Properties; Sheet (ISSH) of Thickness From 1.00 mm up to & Including 5.00 mm, Width From 900 mm up to & Including 1650 mm, Length From 1000 mm up to & Including 13500 mm for Normal Grade Designation A, B, & D, Without Through Thickness Properties; Structural Steel for Ship Construction, Grade: Normal Strength Designation- A, B and D Type of product- Plate Dimension- Length from 1000 mm to up to and including 25000 mm, width from 750 mm to up to and including 4900 mm, thickness from 6mm to up to and including 10.75 mm; Grade: Higher Strength, Designation- AH 40, DH40 and EH 40 Type of product- Plate Dimension- Length from 1000 mm to up to and including 25000 mm, width from 750 mm to up to and including 4900 mm, thickness from 1.6mm to up to and including 63mm; Grade: Normal Strength, Designation- A, B and D Type of product- Plate Dimension- Length from 1000 mm to up to and including 25000 mm, width from 750 mm to up to and including 4900 mm, thickness from 1.6mm to up to and including 85mm; Grade: Higher Strength, Designation- AH 36, DH36 and EH 36 Type of product- Plate Dimension- Len.... [Key Test Methods & Allied Standards]: Test Methods: Metallic Materials — Charpy Pendulum Impact Test Part 1 Test Method ( Fourth Revision ); Test methods for electrical materials printed boards and other interconnection structures and assemblies Part 2:Test methods for materials for interconnection structures; Methods of tests of burnt clay building bricks: Part 6 Determination of modulus of rupture. Terminology: Dentistry Vocabulary. Components & Materials: Rolling and cutting tolerances for hot rolled parallel flange beam and column sections - Specification; Specification for Rolled Steel Bulb Flats (First Revision); Stainless Steel Neti Pot Specification; Intravascular Catheters - Sterile and Single-Use Catheters Part 4 Balloon Dilatation Catheters (First Revision). Related Standards: Dimensions and tolerances for hot rolled track shoe sections: Part 2: Sec TS - H1; Hot Rolled and Slit Steel Tee Bars Dimensions and Properties; Hot Rolled Steel Sections for Shipbuilding - Dimensions and Tolerances; Hot Rolled Parallel Flange Steel Sections for Beams, Columns and Bearing Piles - Dimensions and Section Properties (First Revision); Steel Plates, Sheets Strips and Flats for Structural and General Engineering Purposes - Dimensions (Second Revision); (+2 more)
MTD | IS 11084:2023 | SILVER PALLADIUM ALLOY WIRE AND STRIP FOR ELECTRICAL CONTACTS - SPECIFICATION (FIRST REVISION) | Current | 2023-12-06 | 2023 |  | 01 | MTD 10 - Precious Metals Sectional Committee |  | Product Specification |  | 0 | 0 | 7 | IS 11084 : 1984 |  |  | Ministry of Mines | https://standards.bis.gov.in/website/standard-details?encryptedId=eyJpdiI6IkNDcEdDMFZYc1JQdks2cUViTjZSM0E9PSIsInZhbHVlIjoiUkpibzZMQzhHQkFEVWl1STU5UkFQdz09IiwibWFjIjoiMTgzNjYwMjk0OTAxM2Y4NzIwNWRkYWJhMTZiZGE4MWFkZDZjYjUzZjM3NWNmM2MwNWEwMzlmYWFhOTIyMmYzMyIsInRhZyI6IiJ9 | Current | 0 | Ministry of Mines | Metals, Alloys and Metal Products (including Steel Products) | Precious metals, gems and jewellery | Precious Metals | [Title]: IS 11084:2023 — SILVER PALLADIUM ALLOY WIRE AND STRIP FOR ELECTRICAL CONTACTS - SPECIFICATION (FIRST REVISION). [Classification]: Under MTD / MTD 10 - Precious Metals Sectional Committee, categorized under Metals, Alloys and Metal Products (including Steel Products) > Precious metals, gems and jewellery > Precious Metals (Ministry of Mines), Type: Product Specification. [Key Test Methods & Allied Standards]: Test Methods: Metallic materials Vickers hardness test Part 1: Test method (Sixth Revision); Chemical analysis of silver palladium alloys; Metallic materials — Sheet and strip 3 mm thick or less — Reverse bend test; Random sampling and randomization procedures (First Revision). Components & Materials: General requirements for the supply of metallurgical materials (Second Revision); Stainless Steel Neti Pot Specification. Related Standards: Health Informatics - HL7 Electronic Health Record-System Functional Model, Release 2.1 (EHR FM)
MTD | IS 11110:2023 | Copper - Lead powder - Specification | Current | 2023-09-01 | 2023 |  | 01 | MTD 25 - Powder Metallurgical Materials And Products Sectional Committee |  | Product Specification |  | 0 | 0 | 21 | IS 11110 : 1984 |  |  | Ministry of Steel | https://standards.bis.gov.in/website/standard-details?encryptedId=eyJpdiI6ImN4Zlh0WFJtbG1hTnowMkRWb1FvRHc9PSIsInZhbHVlIjoiMVVzaXF1UWhEODhLWUd2c0JsWEc2UT09IiwibWFjIjoiNWRlNDJhZDlhNzUzMmE2OTllOTdjNmE1OTM0NTIzMzVhNTk5N2I0OTYzMjEzOGFkY2M5YjM5ZDQ3MDg3M2I3NSIsInRhZyI6IiJ9 | Current | 0 | Ministry of Steel | Metals, Alloys and Metal Products (including Steel Products) | Powder metallurgy products | Powder metal products | [Title]: IS 11110:2023 — Copper - Lead powder - Specification. [Classification]: Under MTD / MTD 25 - Powder Metallurgical Materials And Products Sectional Committee, categorized under Metals, Alloys and Metal Products (including Steel Products) > Powder metallurgy products > Powder metal products (Ministry of Steel), Type: Product Specification. [Key Test Methods & Allied Standards]: Test Methods: Methods for Chemical Analysis of Bronzes Part 1 Determination of Copper and Lead by Electrolytic Method (Second Revision); Chemical analysis of bronzes - Methods Part 2 Determination of manganese - Photometric method; Methods for Chemical Analysis of Bronzes Part 3 Determination of Phosphorus by Volumetric Method (Second Revision); Methods for Chemical Analysis of Bronzes Part 4 Determination of Nickel by Dimethylglyoxime Photometric Method (Second Revision); Methods for Chemical Analysis of Bronzes Part 5 Determination of Tin by Iodimetric Method (second revision); (+7 more). Components & Materials: General requirements for the supply of metallurgical materials (Second Revision); Test Sieves — Specification Part 1 Wire Cloth Test Sieves ( Fourth Revision ); Test Sieves — Specification Part 2 Perforated Plate Test Sieves ( Fourth Revision ); Test Sieves — Specification Part 3 Methods of Examination of Apertures of Test Sieves ( Fourth Revision ); Manjishtha Rubia cordifolia L Root for use in Traditional Medicine Specification; (+2 more)
MTD | IS 5484:2023 | EC GRADE ALUMINIUM ROD PRODUCED BY CONTINUOUS CASTING AND ROLLING - SPECIFICATION | Current | 2023-05-30 | 2023 |  | 03 | MTD 07 - Ores And Feed Stock For Aluminium Industry, Its Metals/ Alloys And Products Sectional Committee |  | Product Specification | Mandatory | 40 | 0 | 8 | IS 5484 : 1997 |  |  | Ministry of Consumer Affairs | https://standards.bis.gov.in/website/standard-details?encryptedId=eyJpdiI6IjAxSzA0NVFSeTBQandOMmxoZm5LVUE9PSIsInZhbHVlIjoiT0I3NjBHeE9nelVENFRSRFVvU1gyUT09IiwibWFjIjoiMjQ2NGY3NzQwYWZmZTA1NmNhMzdjMDA4NjIxMzQ5MjQ2NTM3MmU4MjQ4NWFhZWM5Y2Q2YWZmOTM5MGVlZGY5OCIsInRhZyI6IiJ9 | Current | 0 | Ministry of Consumer Affairs | Metals, Alloys and Metal Products (including Steel Products) | Non ferrous metals and their alloys | Wrought Aluminium & Aluminium alloys | [Title]: IS 5484:2023 — EC GRADE ALUMINIUM ROD PRODUCED BY CONTINUOUS CASTING AND ROLLING - SPECIFICATION. [Classification]: Under MTD / MTD 07 - Ores And Feed Stock For Aluminium Industry, Its Metals/ Alloys And Products Sectional Committee, categorized under Metals, Alloys and Metal Products (including Steel Products) > Non ferrous metals and their alloys > Wrought Aluminium & Aluminium alloys (Ministry of Consumer Affairs), Certification: Mandatory, Type: Product Specification. [Covered Varieties & Grades]: EC GRADE ALUMINIUM ROD PRODUCED BY CONTINUOUS CASTING AND ROLLING, Tensile Strength Range I and III , Nominal Diameter 9.50 mm upto and including 12.70 mm; EC Grade Aluminium Rod produced by continuous casting and rolling comma Tensile Strength Range II, Nominal Diameter 9.50mm to 12.70mm; Product: EC Grade Aluminium Rod Produced By continuous casting and rolling , Tensile Strength Range - III, Nominal Diameter - 9.5 to 12.7 mm; Tensile Strength Range : III ; Nominal Diameter : 7.6 mm upto and including 12.7 mm.; Tensile Strength Range- I, II, III and IV, Nominal Diameter- from 9.5 mm to up to and including 12.7mm.; Tensile Strength Range- II, Nominal Diameter- from 9.5 mm to upto and including 12.7mm.; Tensile Strength Range: II and IV, Nominal Diameter: from 9.5 mm to up to and including 12.7mm. [Key Test Methods & Allied Standards]: Test Methods: Methods of test for resistance of metallic electrical resistance material; Chemical analysis of aluminium and its alloys parts 13 to 16 (Second Revision). Terminology: Glossary of terms relating to aluminium and aluminium alloys: Part 1 unwrought and wrought metals (Second Revision). Codes of Practice: Aluminium and its Alloys - Temper Designations (Second Revision). Components & Materials: General condition of delivery and inspection of aluminium and aluminium alloy products; ALUMINIUM INGOTS BILLETS AND WIRE BARS EC GRADE; Stainless Steel Neti Pot Specification
MTD | IS 6901:2018 | Gas welding equipment - Pressure regulators and pressure regulators with flow - Metering devices for gas cylinders used in welding, cutting and allied processes up to 300 bar (30 MPA) (Third Revision) | Current | 2018-09-30 | 2018 | 2023 | 03 | MTD 11 - Welding General And Its Applications Sectional Committee |  | Product Specification | Voluntary | 31 | 0 | 7 |  |  | ISO 2503:2009 | Ministry of Commerce and Industry - Department for Promotion of Industry and Internal Trade (DPIIT), Ministry of Heavy Industries, Ministry of Micro, Small and Medium Enterprises, Ministry of Ports, Shipping and Waterways, Ministry of Railways, Ministry of Steel | https://standards.bis.gov.in/website/standard-details?encryptedId=eyJpdiI6IndQTTF4UDZKOXRZWm4vYVVXWU5MT2c9PSIsInZhbHVlIjoiQkRYdmpXaTlkMG5OMjJQcjY4VVJtZz09IiwibWFjIjoiZGM0MjYwOWU0M2Q2Yjk3NzVjNGRjOTQ5Yjk0YzVkNzIzNWRhNjlhNGE3ZmRiNjNhMGEzOGM5ZWI5NmJjMDA5MSIsInRhZyI6IiJ9 | Current | 0 | Ministry of Commerce and Industry - Department for Promotion of Industry and Internal Trade (DPIIT), Ministry of Heavy Industries, Ministry of Micro, Small and Medium Enterprises, Ministry of Ports, Shipping and Waterways, Ministry of Railways, Ministry of Steel | Gases, Gas Cylinders , Machine tools and other mechanical products | Welding Electrodes and Accessories | Welding equipments | [Title]: IS 6901:2018 — Gas welding equipment - Pressure regulators and pressure regulators with flow - Metering devices for gas cylinders used in welding, cutting and allied processes up to 300 bar (30 MPA) (Third Revision). [Classification]: Under MTD / MTD 11 - Welding General And Its Applications Sectional Committee, categorized under Gases, Gas Cylinders , Machine tools and other mechanical products > Welding Electrodes and Accessories > Welding equipments (Ministry of Commerce and Industry - Department for Promotion of Industry and Internal Trade (DPIIT), Ministry of Heavy Industries, Ministry of Micro, Small and Medium Enterprises, Ministry of Ports, Shipping and Waterways, Ministry of Railways, Ministry of Steel), Certification: Voluntary, Type: Product Specification. [Covered Varieties & Grades]: Gas weling equipment pressure regulators for gas cylinder Carbon Di Oxide Class 1 and Compressed Gases upto 300 bar classes 1 Regulators; Pressure Regulator for Gas Cylinders used in welding, cutting and related Processes up to 300 bar for the following varieties 1. Single Stage CO2, Class-1 2. Single Stage Argon, Class-0 3. Single Stage Oxygen, Class-3 4. Single Stage Acetylene, Class-1; Pressure Regulators for Gas Cylinders used in Welding, Cutting and Allied Processes upto 300 bar, for the variant LPG 18B-4, Inlet Pressure 25 bar, Outlet Pressure 4 bar, Standard Discharge 83.33lpm as per IS 6901: 2018 may be considered .; GRANT OF LICENCE RECOMMENDED FOR PRESSURE REGULATORS FOR GAS CYLINDERS USED IN WELDING, CUTTING AND ALLIED PROCESSES UPTO 300 BAR ACCORDING TO IS 6901: 2009 FOR 17 VARIANTS WITH DECLARED RATINGS AND DRAWING NUMBERS AS GIVEN IN COMMUNICATION WINDOW DT 16.8.2017.; Pressure Regulators for Gas Cylinders used in Welding, Cutting and Allied Processes upto 300 bar, for the variant ARGON-10, Inlet Pressure 230 bar, Outlet Pressure 10 bar, Standard Discharge 500 lpm; ACETYLENE SINGLE STAGE REGULATOR INLET: Inlet Pressure:25 bar, Outlet pressure: 1 bar, Standard discharge: 3m3/h (50 lpm) without flowmeter as per IS 6901:2018; CARBON DI OXIDE SINGLE STAGE REGULATOR INLET: Inlet Pressure:200 bar, Outlet pressure: 2 m3/hr (35 lpm), Standard discharge: 2 m3/h (35 lpm), Accuracy classification: plus or minus 20% with flowmeter as per IS 6901:2018; LPG SINGLE STAGE REGULATOR INLET: Inlet Pressure:25 bar, Outlet pressure: 1 bar, Standard discharge: 3m3/h (50 lpm) without flowmeter as per IS 6901:2018; ARGON SINGLE STAGE REGULATOR INLET: Inlet Pressure:230 bar, Outlet pressure: 3 bar (25 lpm), Standard discharge: 1.5 m3/h (25 lpm), Accuracy classification: plus or minus 20% with flowmeter as per IS 6901:2018; OXYGEN SINGLE STAGE REGULATOR INLET: Inlet Pressure:230 bar, Outlet pressure: 10 bar, Standard discharge: 30m3/h (500 lpm) without flowmeter as pe...
MTD | IS 15914:2011 | High tensile strength flat rolled steel plate (Up To 6 Mm), sheet and strip for the manufacture of welded gas cylinder - Specification | Current / New Pub | 2011-09-30 | 2011 | 2021 | 0 | MTD 04 - Wrought Steel Products Sectional Committee |  | Product Specification | Mandatory | 9 | 0 | 6 |  |  | ISO 4978:1983 | Ministry of Commerce and Industry - Department for Promotion of Industry and Internal Trade (DPIIT), Ministry of Steel | https://standards.bis.gov.in/website/standard-details?encryptedId=eyJpdiI6IkZFRHNHM2tYVXg0U0g1dWZsOGhzNEE9PSIsInZhbHVlIjoibUVaS0U0Q1JBOTFKUnhhM1J3N2tmUT09IiwibWFjIjoiMTY1MTYzODA5ZjljNDA3ZGE3YTAyMjRlOGU0NTg1NmJjNmI3ZDhjOGZhNjAyODFkM2I0NzNiOGZmZmZjOTkzZSIsInRhZyI6IiJ9 | Published | 0 | Ministry of Commerce and Industry - Department for Promotion of Industry and Internal Trade (DPIIT), Ministry of Steel | Metals, Alloys and Metal Products (including Steel Products) | Steel and Steel Castings, Wires, Ropes, Pipes , Tubes and other products | Wrought steel Products | [Title]: IS 15914:2011 — High tensile strength flat rolled steel plate (Up To 6 Mm), sheet and strip for the manufacture of welded gas cylinder - Specification. [Classification]: Under MTD / MTD 04 - Wrought Steel Products Sectional Committee, categorized under Metals, Alloys and Metal Products (including Steel Products) > Steel and Steel Castings, Wires, Ropes, Pipes , Tubes and other products > Wrought steel Products (Ministry of Commerce and Industry - Department for Promotion of Industry and Internal Trade (DPIIT), Ministry of Steel), Certification: Mandatory, Type: Product Specification. [Covered Varieties & Grades]: 1. High tensile strength Flat rolled steel plate for Grade HS 235,HS 265, HS 295, HS 345 for thickness upto & including 6mm,width upto & including 9000mm. 2. High tensile strength Flat rolled steel sheet for Grade HS 235,HS 265, HS 295, HS 345 for thickness upto & including 4.65 mm ,width upto & including 2000mm. 3. High tensile strength Flat rolled steel strip for Grade HS 235,HS 265, HS 295, HS 345 for thickness upto & including 6 mm ,width upto & including 2000mm.; Grade HS 235, HS 265, HS 295, Thickness from 1.2 mm upto and including 6 mm , Width from 850 mm upto and including 1680 mm, With and without microalloying; Grade HS 345, Thickness from 2 mm upto and including 6 mm, Width from 1000 mm upto and including 1700 mm, With and without microalloying; Grade-HS345, Width upto 1500mm, Mill Edges; Grade: HS 235, HS 265, HS 295 and HS 345, Dimensions: Hot Rolled Plate (ISPL)- Thickness From 5.00 mm up to and Including 6.00 mm, Width From 900 mm up to and Including 1650 mm, Length From 1000 mm up to & Including 13500 mm, Optional Requirements:; Grade: HS 235, HS 265, HS 295 and HS 345, Dimensions: Hot Rolled Sheet (ISSH)- Thickness From 1.00 mm up to and Including 6.00 mm, Width From 900 mm up to and Including 1650 mm, Length From 1000 mm up to & Including 13500 mm, Optional Requirements:. [Key Test Methods & Allied Standards]: Test Methods: Mechanical testing of metals - Tensile Testing. Terminology: Glossary of terms relating to iron and steel: Part 4 flat products (Second Revision). Components & Materials: General technical delivery requirements for steel and steel products. Related Standards: Steel Plates, Sheets Strips and Flats for Structural and General Engineering Purposes - Dimensions (Second Revision); Steel - Conversion of elongation values: Part 1 carbon and low alloy steels; Methods of chemical analysis of pig iron, cast iron and plain carbon and low alloy steel
MTD | IS 1239 (Part 2):2011 | Steel tubes, tubulars and other steel fittings - Specification: Part 2 steel pipe fittings (Fifth Revision) | Current | 2011-09-30 | 2011 | 2026 | 05 | MTD 19 - Steel Tubes, Pipes And Fittings Sectional Committee |  | Product Specification | Voluntary | 24 | 0 | 9 |  |  |  | Ministry of Commerce and Industry - Department for Promotion of Industry and Internal Trade (DPIIT), Ministry of Steel | https://standards.bis.gov.in/website/standard-details?encryptedId=eyJpdiI6IklBVHJvdnNpY0t1VS9SMFpibVBnenc9PSIsInZhbHVlIjoiWFpTVkh1clpkQStJK2EwOWs1b0VxUT09IiwibWFjIjoiMmU4YjhmNWYzNWVjODZjMzg5ZmE0OWQ3NmQ1ODMyZWFjYTgxMzZhYWU2MzU0OTc4ZmMwMjI5MzcyMmU1MTE1ZSIsInRhZyI6IiJ9 | Current | 0 | Ministry of Commerce and Industry - Department for Promotion of Industry and Internal Trade (DPIIT), Ministry of Steel | Metals, Alloys and Metal Products (including Steel Products) | Steel and Steel Castings, Wires, Ropes, Pipes , Tubes and other products | Steel Tubes & fittings, | [Title]: IS 1239 (Part 2):2011 — Steel tubes, tubulars and other steel fittings - Specification: Part 2 steel pipe fittings (Fifth Revision). [Classification]: Under MTD / MTD 19 - Steel Tubes, Pipes And Fittings Sectional Committee, categorized under Metals, Alloys and Metal Products (including Steel Products) > Steel and Steel Castings, Wires, Ropes, Pipes , Tubes and other products > Steel Tubes & fittings, (Ministry of Commerce and Industry - Department for Promotion of Industry and Internal Trade (DPIIT), Ministry of Steel), Certification: Voluntary, Type: Product Specification. [Covered Varieties & Grades]: 15mm upto and including 150mm NB; Hot finished seamless sockets of nominal bore 15mm, 20mm, 25mm, 32mm, 40mm, 50mm, 65mm, 80mm and 100 mm, with galvanizing protective coating.; ; Inclusion of Steel Tubulars Fittings as per IS 1239 Part 2 2011 1. Elbow , Union, Tee Cross Nominal size from 8 mm up to and including 50 mm in our existing Licence No CM/L- 9700129618; Steel tubular fittings, Cross equal and reducing, Nominal size 8mm up to and including 40mm, Hot finished seamless, Screwed, Black; Steel tubular fittings, Socket equal and reducing, Nominal size 8mm up to and including 50mm, Hot finished seamless, Screwed, Black; Mild Steel Welded and Seamless Galvanized Sockets, 15mm NB upto and including 80mm NB; Name of Product: Steel Tubes, Tubulars and Other Steel Fittings Part 2 ; Method of Manufacture: Hot-Finished Seamless (HFS); Type: a) Socket b) Other Fittings - Elbows, Tees and Crosses; Size Designation: 6 mm to 50 mm; Optional Requirement: Protective Coating (Galvanizing); Name of the product- Steel Tubes, Tubulars and Other SteelFittings Part 2 , ,Type- Tee Fitting, Nominal Size of Outlet upto and including 100 mm,with or without Galvanizing.; Socket, Elbow, Tee, Cross, Size designation- 6mm to upto and including?100mm, HFS, Black; Sockets, Black and Galvanized, Size: 15 NB to 150NB; Steel Tubes, Tubulars and Other Steel Fittings Part 2 , for the following varieties:- Equal Socket, Elbow, Tee and?Cross, Size 6 mm up to and including 80 mm, Method of Manufacture- HFS, Ungalvanized; Type-1, Welded, black, plain ended, Nominal bores 50 to 150mm (both including). [Key Test Methods & Allied Standards]: Test Methods: Mechanical testing of metals - Tensile Testing; Metallic Materials - Tube - Drift expanding test (Second Revision). Codes of Practice: Process, Design, Testing and Application of Hot Dip Galvanizing of Iron and Steel - Code of Practice Part 1 Batch Process ( Second Revision ). Components & Materials: Steel tubes, tubulars and other wrought steel fittings - Specification: Part 1 steel tubes (Sixth Revision); General requirements for the supply of metallurgical materials (Second Revision); Method For Vickers Hardness Test for Metallic Materials; Malleable cast iron pipe fittings - Specification (Third Revision). Related Standards: Pipe threads where pressure - Tight joints are made on the threads - Dimensions, tolerances and designation (Fourth Revision); Methods of chemical analysis of pig iron, cast iron and plain carbon and low alloy steel
MTD | IS 1148:2009 | Steel Rivet Bars (medium And High Tensile) - For Structural Purposes - For Structural Purposes | Current | 2011-05-31 | 2009 | 2021 | 04 | MTD 04 - Wrought Steel Products Sectional Committee |  | Product Specification |  | 0 | 0 | 0 | IS 1149 : 1992 |  |  | Ministry of Steel | https://standards.bis.gov.in/website/standard-details?encryptedId=eyJpdiI6IjZzaDQzcmZEN24xMTJsQXAyc1BuWlE9PSIsInZhbHVlIjoiUFlidGlyVk96MUk0L2dsS2E0dkNSdz09IiwibWFjIjoiNjBjMDRjNTNiYTg3YmY4YmVhOWFkODAyNDVkMjY1M2EyOGI4ZGI4NjA5OWZlNjMzMTMyMmVhZjA0NTdhNmI1NiIsInRhZyI6IiJ9 | Current | 0 | Ministry of Steel | Metals, Alloys and Metal Products (including Steel Products) | Steel and Steel Castings, Wires, Ropes, Pipes , Tubes and other products | Wrought steel Products | [Title]: IS 1148:2009 — Steel Rivet Bars (medium And High Tensile) - For Structural Purposes - For Structural Purposes. [Classification]: Under MTD / MTD 04 - Wrought Steel Products Sectional Committee, categorized under Metals, Alloys and Metal Products (including Steel Products) > Steel and Steel Castings, Wires, Ropes, Pipes , Tubes and other products > Wrought steel Products (Ministry of Steel), Type: Product Specification
MTD | IS 7092 (Part 2):1987 | Specification for aluminium alloy tube for irrigation purposes: Part 2 extruded tube (Second Revision) | Current | 1987-08-31 | 1987 | 2022 | 02 | MTD 07 - Ores And Feed Stock For Aluminium Industry, Its Metals/ Alloys And Products Sectional Committee |  | Product Specification | Mandatory | 2 | 0 | 0 |  |  |  | Ministry of Commerce and Industry | https://standards.bis.gov.in/website/standard-details?encryptedId=eyJpdiI6IjYydFJoMWZLNW1ZY0xGT0NYTE0vNUE9PSIsInZhbHVlIjoiRTJmWVJrNVNoTzl1c1VsbWFMMnlQZz09IiwibWFjIjoiMzAwZTQ5ZDBhMjMxYWMyMjdjMWMwZjU5NTE0MzM4NzNlZjIxNzk2ODQ5NDU5OWIwOWIxMGI1MjQ4Y2RlMmU1YyIsInRhZyI6IiJ9 | Current | 0 | Ministry of Commerce and Industry | Metals, Alloys and Metal Products (including Steel Products) | Non ferrous metals and their alloys | Wrought Aluminium & Aluminium alloys | [Title]: IS 7092 (Part 2):1987 — Specification for aluminium alloy tube for irrigation purposes: Part 2 extruded tube (Second Revision). [Classification]: Under MTD / MTD 07 - Ores And Feed Stock For Aluminium Industry, Its Metals/ Alloys And Products Sectional Committee, categorized under Metals, Alloys and Metal Products (including Steel Products) > Non ferrous metals and their alloys > Wrought Aluminium & Aluminium alloys (Ministry of Commerce and Industry), Certification: Mandatory, Type: Product Specification. [Covered Varieties & Grades]: Nominal Size 50 mm,63 mm and 75 mm
MTD | IS 1171:2026 | Ferromanganese — Specification (Sixth Revision ) | Current | 2026-03-27 | 2026 |  | 06 | MTD 05 - Ferro Alloys | 77.100 | Product Specification |  | 47 | 0 | 0 | IS 1171:2011 |  |  | Ministry of Steel | https://standards.bis.gov.in/website/standard-details?encryptedId=eyJpdiI6IllKMTdoZ1lybzF2MG4zUUh1akdYN3c9PSIsInZhbHVlIjoiVVROVkR0ZHVUcS8wcEdNRnYwMC9TQT09IiwibWFjIjoiNTJhZDE2ZmE4ODgxZWNhZjZjYzJjN2NhZDE1YjY2ZWIyMzdkZDQzZmI5OTE3ZGQxYjFkYTYwMzJkN2IzYTJmYyIsInRhZyI6IiJ9 | Current | 0 | Ministry of Steel | Metals, Alloys and Metal Products (including Steel Products) | Ores and sponge iron, ferro alloys and other metallic additions | Ferro Alloys | [Title]: IS 1171:2026 — Ferromanganese — Specification (Sixth Revision ). [Classification]: Under MTD / MTD 05 - Ferro Alloys, categorized under Metals, Alloys and Metal Products (including Steel Products) > Ores and sponge iron, ferro alloys and other metallic additions > Ferro Alloys (Ministry of Steel), Type: Product Specification. [Covered Varieties & Grades]: FeMn76, FeMn72, FeMn68, FeMn74, 2FeMn80, 2FeMn76, 2FeMn72, 2FeMn78, 2FeMn83, Size designation Class: 2.; Ferro Manganese, High Carbon, FeMn 76, FeMn 72, Size class 6 (upto 3.15mm); Ferro Manganese, Medium Carbon, 2 FeMn 80, 2 FeMn 76, Size class 6 (upto 3.15mm); Ferro Manganese, Low Carbon, 02 FeMn 83, Size class 6 (upto 3.15mm); Ferromanganese, Low Carbon, 02 FeMn 83, Size class 6 (up to 3.15mm); Ferromanganese, Medium Carbon, 2 FeMn 80, 2 FeMn 76, Size class 6 (up to 3.15mm); Ferromanganese, High Carbon, FeMn 76, FeMn 72, Size class 6 (up to 3.15mm); Grade: High carbon ferromanganese, Grade Designation- FeMn68, FeMn72, FeMn74 and FeMn76, Size Designation- 2,3 and 4.; High Carbon ferromanganese, FeMn 72, FeMn 68, Size Designation 3; High Carbon ferromanganese, FeMn 74, FeMn 72, FeMn 68, SizeDesignation:Class 2; Medium Carbon Ferromanganese, 2FeMn 80, 2FeMn 76, 2FeMn 72, Size Designation: Class 2, 3, 4, 5, 6; Low Carbon Ferromanganese - 02FeMn 83, 02FeMn 78, 02FeMn 72 , Size Designation: Classes 2, 3, 4, 5, 6; High Carbon ferromanganese, FeMn 80, FeMn 76, FeMn 74, FeMn 72, FeMn 68, Size Designation: Class 2,3,4,5,6.; Type : High Carbon Ferromanganese ; Grade Designation: FeMn72 and FeMn68; Size Designation: Class 3,4,5, and 6.; Type : High Carbon Ferromanganese ; Grade Designation:FeMn72 andFeMn68; Size Designation: Class 2.; Type : Low Carbon Ferromanganese; Grade Designation : 02 FeMn 72, 02 FeMn 78, and 02 FeMn 83; Size Designation : Class 3.; Type : Medium Carbon Ferromanganese; Grade Designation : 2 FeMn 72, 2 FeMn 76, and 2 FeMn 80; Size Designation : Class 3.
MTD | IS 5897:2026 | Welding Consumables — Wire electrodes, wires and rods for welding of aluminium and aluminium alloys — Specification ( Second Revision ) | Current | 2026-03-23 | 2026 |  | 02 | MTD 11 - Welding General And Its Applications Sectional Committee | 25.160.20 | Product Specification |  | 0 | 0 | 0 | IS 5897:1985 |  |  | Ministry of Commerce and Industry - Department for Promotion of Industry and Internal Trade (DPIIT) | https://standards.bis.gov.in/website/standard-details?encryptedId=eyJpdiI6IlFRRVd6Q2M4T1BVbmE2QzBBaWR5TWc9PSIsInZhbHVlIjoiOER4UE9yRFBBcURsVWJaeWFqVmlDUT09IiwibWFjIjoiNDViNmU3ZWNmNzE3Mzk0NDViMzlmODFmNjc4M2U4MzBmNmU0MGMyYTI3ZTc1NWI0NTdiMDQyZWM0YjFiMmFhNSIsInRhZyI6IiJ9 | Current | 0 | Ministry of Commerce and Industry - Department for Promotion of Industry and Internal Trade (DPIIT) | Gases, Gas Cylinders , Machine tools and other mechanical products | Welding Electrodes and Accessories | Welding electrodes | [Title]: IS 5897:2026 — Welding Consumables — Wire electrodes, wires and rods for welding of aluminium and aluminium alloys — Specification ( Second Revision ). [Classification]: Under MTD / MTD 11 - Welding General And Its Applications Sectional Committee, categorized under Gases, Gas Cylinders , Machine tools and other mechanical products > Welding Electrodes and Accessories > Welding electrodes (Ministry of Commerce and Industry - Department for Promotion of Industry and Internal Trade (DPIIT)), Type: Product Specification
MTD | IS 2507:2026 | Cold-reduced carbon and alloy steel sheets and strips - Specification | Current | 2026-02-23 | 2026 |  | 02 | MTD 04 - Wrought Steel Products Sectional Committee | 77.140.50 | Product Specification |  | 10 | 0 | 0 | IS 2507:1975,IS 7226:1974 |  |  | Ministry of Steel | https://standards.bis.gov.in/website/standard-details?encryptedId=eyJpdiI6IngxUklodWZubjdsTFg0Q0kwZmRoemc9PSIsInZhbHVlIjoiQWp1eXk4c0tXRVNxVDk4cUZuSlc1Zz09IiwibWFjIjoiZjFiZjAxMzdhNTY1NDJlMjY1ZGIwMjcxMjMzNDNhNmIyZTQwNWQ5YWQ2ZDI0NDgxZDkyYjIwNzlmNTMzYjk1YSIsInRhZyI6IiJ9 | Current | 0 | Ministry of Steel | Metals, Alloys and Metal Products (including Steel Products) | Steel and Steel Castings, Wires, Ropes, Pipes , Tubes and other products | Cold rolled sheet & plates | [Title]: IS 2507:2026 — Cold-reduced carbon and alloy steel sheets and strips - Specification. [Classification]: Under MTD / MTD 04 - Wrought Steel Products Sectional Committee, categorized under Metals, Alloys and Metal Products (including Steel Products) > Steel and Steel Castings, Wires, Ropes, Pipes , Tubes and other products > Cold rolled sheet & plates (Ministry of Steel), Type: Product Specification. [Covered Varieties & Grades]: Cold - Rolled Steel Strips for springs / Grade 1, 2, 3, 4, 5, 6 /Steel Designation 45C 8, 55C 6, 65C 6 , 70C 6, 75C 6, 80C 6 / Thickness from 0.3 mm to up to & including 5 mm/ Width from 5.50 mm to up to & including 600 mm / Supply Condition Cold Rolled/Annealed/ Edge Condition Mill & Slit Edges.; Cold - rolled steel strips for springs,Grade-1,2,3,4,5,6,7,8,10 and 11,Steel Designation-45C8,55C6,65C 6,70C6,75C 6,80C 6,85C 6,98C 6,50CR4 and 50 Cr4V2,Thickness(in mm) from 0.10 to up to & including 3.5,Width(in mm) from 5 to up to & including 350,Supply Condition-Hardened and Tempered,Edge Condition-Sheared Edge.; Cold - rolled steel strips for springs,Grade-1,2,3,4,5,6,7,8,10 and 11,Steel Designation-45C8,55C6,65C 6,70C6,75C 6,80C 6,85C 6,98C 6,50CR4 and 50 Cr4V2,Thickness(in mm) from 0.10 to up to and including 6,Width(in mm) from 5 to up to and including 500,Supply Condition-Cold Rolled/Annealed,Edge Condition-Sheared Edge.; Grade - 1, 2, 3, 4, 5 and 6, Designation - 45C 8, 55C 6, 65C 6, 70C 6,?75C 6, 80C 6, Thickness - from 0.15 mm to up to & including 3.5 mm,?Width - from 25 mm to up to & including 1350 mm, Supply Condition -?Annealed, Edge Condition - Sheared Edge; Grade 1 (45C8) upto and including Grade 6 (80C6), Width 5mm to upto and including 500mm, Thickness 0.1mm to upto and including 6mm, Unhardened, Annealed, Hardened and tempered.; Grade- 1 to 6, Designation- 45C8, 55C6, 65C6, 70C6, 75C6, 80C6, Thickness- 0.20mm to 3.55mm, Width- 30mm to 490mm, Supply Condition- Hardened and Tempered, Edge Condition- Sheared Edge; Grade: 1, 2, 3, 4, 5 and 6 ,Designation: 45C8, 55C6, 65C6, 70C6, 75C6 and 80C6, Hardened and Tempered, Width: 11 mm to upto and including 600 mm, Thickness: 0.2 mm to upto and including 4.5 mm.; Name - Cold - rolled steel strips for springs/ Grade- 1, 2, 3,4,5,6/ Steel Designation -45C 8, 55C 6,65C 6, 70C 6, 75C 6, 80C 6/ Size -Thickness from 0.5mm to up to & including 7.30mm, Width from 10mm to up to & including 730mm/ Supply Condition- An...
MTD | IS 19474:2026 | Hot Dip Aluminium and Aluminium- Silicon Coated Steel Sheet and Strip- Specification | Current / New Pub | 2026-01-05 | 2026 |  | 0 | MTD 04 - Wrought Steel Products Sectional Committee | 77.140.50 | Product Specification |  | 0 | 0 | 0 |  |  |  | Ministry of Steel | https://standards.bis.gov.in/website/standard-details?encryptedId=eyJpdiI6ImlaSjluWHZFcnlJb3FETTdpN0tOM1E9PSIsInZhbHVlIjoiUnd4UGNucGZyVXNXdE9DS3NIbTZqQT09IiwibWFjIjoiM2E2MWJiYmQyNzhmZWZhNDM2ZjRlMWZiYTQzNjI2ZDc2NWE3ZGQ2NmNmZmY1MTY5YjAwMjAxNDU2YjUzMDg4OSIsInRhZyI6IiJ9 | Published | 0 | Ministry of Steel | Metals, Alloys and Metal Products (including Steel Products) | Steel and Steel Castings, Wires, Ropes, Pipes , Tubes and other products | Wrought steel Products | [Title]: IS 19474:2026 — Hot Dip Aluminium and Aluminium- Silicon Coated Steel Sheet and Strip- Specification. [Classification]: Under MTD / MTD 04 - Wrought Steel Products Sectional Committee, categorized under Metals, Alloys and Metal Products (including Steel Products) > Steel and Steel Castings, Wires, Ropes, Pipes , Tubes and other products > Wrought steel Products (Ministry of Steel), Type: Product Specification
MTD | IS 10773:2025 | Wrought copper tubes for refrigeration and air-conditioning purposes — Specification (Second Revision) | Current | 2025-11-28 | 2025 |  | 02 | MTD 08 - Ores And Feed Stock For Copper Industry, Its Metals/ Alloys And Products Sectional Committee | 77.150.30 | Product Specification | Mandatory | 41 | 0 | 0 | IS 10773:1995 |  |  | Ministry of Commerce and Industry - Department for Promotion of Industry and Internal Trade (DPIIT) | https://standards.bis.gov.in/website/standard-details?encryptedId=eyJpdiI6IlkzWTdZM1RSUHJudWp1TGFnVmtxcmc9PSIsInZhbHVlIjoiWUpSR3R5R2xzSEhUZHMvRWJoL2xjQT09IiwibWFjIjoiOGQzNzE1ZDMxZmUwNWNkMzk5NjIxZWI5Yzc5MmY1NDhmN2ZlYTEyNTkxNTE0OTQwMTgzOWFlMTgwNThlNTRhZSIsInRhZyI6IiJ9 | Current | 0 | Ministry of Commerce and Industry - Department for Promotion of Industry and Internal Trade (DPIIT) | Metals, Alloys and Metal Products (including Steel Products) | Non ferrous metals and their alloys | Copper | [Title]: IS 10773:2025 — Wrought copper tubes for refrigeration and air-conditioning purposes — Specification (Second Revision). [Classification]: Under MTD / MTD 08 - Ores And Feed Stock For Copper Industry, Its Metals/ Alloys And Products Sectional Committee, categorized under Metals, Alloys and Metal Products (including Steel Products) > Non ferrous metals and their alloys > Copper (Ministry of Commerce and Industry - Department for Promotion of Industry and Internal Trade (DPIIT)), Certification: Mandatory, Type: Product Specification. [Covered Varieties & Grades]: 1. Grade- DHP, Type of Tube- Smooth, Condition - SoftAnnealed, Size- Outside diameter from 4.75 mm to upto and including 105mm, wall thickness from 0.30 mm to upto and including 3.25 mm 2. Grade-DHP, Type of Tube- Smooth, Condition -Light Annealed, Size-Outsidediameter from 6.35 mm to upto and including 105 mm, wall thickness from0.50 mm to up to and including 3.25 mm 3. Grade- DHP, Type of Tube-Smooth, Condition -Light Drawn, Size-Outside diameter from 6.35 mm toupto and including 105 mm, wall thickness from 0.70 mm to up to andincluding 3.25 mm; Grade- DHP, Type of Tube- Smooth, Condition - Soft Annealed,Light Annealed and Light Drawn, Size (for smooth tube)- Outside diameterfrom 6.0 mm to up to and including 54 mm, wall thickness from 0.50 mm toup to and including 6.50 mm; Grade- DHP, Type of Tube- Smooth, Condition - Soft Annealed,Light Annealed and Light Drawn, Size (smooth tubes)- Outside diameterfrom 5.0 mm to up to and including 108 mm, wall thickness from 0.50 mmto up to and including 3.00 mm; Grade: Cu-DHP Type of Tube: Smooth Tubes Condition: Hard Drawn Size (smooth tubes): Outside diameter from 6.35mm to up to and including 108mm, Wall thickness from 0.40mm to up to and including 3.45mm.; Grade DHP, Type of Tube: Smooth Tubes Condition: Hard Drawn, Size (smooth tubes): Outside diameter from 6.35mm to up to and including44.45 mm, Wall thickness from 0.50mm to up to and including 1.63 mm; Wrought Copper Tubes for Refrigeration and Air ConditioningPurposes, Grade- DHP, Type of Tube- Smooth, Condition - Soft Annealed,Light Annealed and Light Drawn, Size (smooth tubes)- Outside diameterfrom 4.76mm to up to and including 41.28 mm, wall thickness from 0.50 mmto up to and including 1.50 mm; Grade DHP, Type of Tube: Smooth Tubes Condition: Hard Drawn and Soft Annealed, Size (smooth tubes): Outside diameter from 4.76mm to up to and including 79.38 mm, Wall thickness from 0.40mm to up to and including 1.63 mm; Wrought Copper Tubes for Refrigeration and Air Con...
MTD | IS 1875:2025 | Steel Ingots, Billets, Blooms, Slabs and Bars For Forging - Specification (Sixth Revision) | Current | 2025-11-14 | 2025 |  | 06 | MTD 04 - Wrought Steel Products Sectional Committee | 77.140.85 | Product Specification | Mandatory | 46 | 0 | 0 | IS 1875 : 1992, IS 4368 : 1967 |  |  | Ministry of Steel | https://standards.bis.gov.in/website/standard-details?encryptedId=eyJpdiI6IlJORWdLVDhKd3lnNTdsT1psQ0drbFE9PSIsInZhbHVlIjoieHhCUU9ldzJKYWZhMnFZNVpadDdrZz09IiwibWFjIjoiNmM1NDdkNzgxZGJkM2FlNmRkYjMwOTE5NGJiODNjNTEwNjg1YTFlNjFkNzNiOTA1ZjQ4ZDI3ZjAyYjgyZDJiZSIsInRhZyI6IiJ9 | Current | 0 | Ministry of Steel | Metals, Alloys and Metal Products (including Steel Products) | Alloy steels and forgings | Forgings | [Title]: IS 1875:2025 — Steel Ingots, Billets, Blooms, Slabs and Bars For Forging - Specification (Sixth Revision). [Classification]: Under MTD / MTD 04 - Wrought Steel Products Sectional Committee, categorized under Metals, Alloys and Metal Products (including Steel Products) > Alloy steels and forgings > Forgings (Ministry of Steel), Certification: Mandatory, Type: Product Specification. [Covered Varieties & Grades]: Carbon Steel bars for forgings of size 40 mm, class 5, designation 55C8 -Carbon steel bars for forgings for sizes Class 1, Designation 14C 6, Class 1A, designation 15C 8, Class 2, designation 20 C 8, Class 2A, designation 25C 8, Class 3, designation30C 8, Class 3 A, designation 35C8, Class 4 designation 45C 8, Class 5 designation 55 C 8 and Class 6, designation 65C 6 for sizes 16mm to 90mm; Carbon steel billets, blooms, slabs and bars for forging for Sizes : Bars dia 25.4 mm to dia 160 mm and Class Designation 1 14C6 1A 15C8 2 20C8 2A 25C8 3 30C8 3A 35C8; Carbon steel billets, blooms, slabs and bars for forging - carbaon steel bars of class of designation 1(14C6), 1A(15C8) 2(20C8), 3(30C8), 3A(35C8), 4(45C8),5(55C8) for sizes 15mm to 160mm including supplementary requirements; Class 1, 1A, 2, 2A, 3, 3A, 4. Designations - 14C6, 15C8, 20C8, 25C8, 30C8, 33C8, 45C8. Round Bar dia from 80 mm upto 220 mm (both sizes including).; Class1, 1A, 2, 2A, 3, 3A, 4 and Designation?14C6,15C8,20C8,25C8,30C8,33C8,45C8, ISRO Bar dia 70mm upto and including 240mm; Grade 65 C6, Class 6, C2521/2 - 100 x 65; Grade 65 C6, Class 6, C2521/3 - 250 x 400; Grade 65 C6, Class 6, C2521/4 - 350 sq.; Grade 65 C6, Class 6, C2521/1 - 55 sq.; Carbon Steel Bars Class 6 & respective designations 65 C 6 for diameter from 25 mm upto and including 420 mm 1-14C6,1A-15C8,2-20C8,2A-25C8,3-30C8,3A-33C8,4-45C8,5-55C8; Name of the product Steel Ingots, Billets, Blooms , Slabs andBars for Forging Designation - 14C6, 15C8 (, 165X165mm Square Slabs : 220-300mm Thickness X 900-2200mmWidth, Additional Requirements -Without optional requirements.; Name of the product Steel Ingots, Billets, Blooms, Slabs and Bars for Forging Designation - 45C8, Surface Condition-As rolled, Conditions of delivery- Hardenability (Jominy), Variety (Size)- Round Bars: Dia. 60 mm upto and including 200 mm, Round corner squares RCS :- 80 mm to 340 mm, Blooms: -160x160 mm to 340x400 mm, Optional Requirements-All except Bend test; Ho...
MTD | IS 1470:2025 | Silicomanganese — Specification ( Fifth Revision ) | Current | 2025-11-12 | 2025 |  | 05 | MTD 05 - Ferro Alloys | 77.100 | Product Specification | Mandatory | 88 | 0 | 0 |  |  |  | Ministry of Steel | https://standards.bis.gov.in/website/standard-details?encryptedId=eyJpdiI6Ikg2RjlpY25sa1lxVmw5VXhMRlJpcUE9PSIsInZhbHVlIjoiWFE3c3hUQUp0NCtRRTdMNGVqTm1DQT09IiwibWFjIjoiNjAwZDljZWU2NzMyZmY2ZTIxYjA1Y2M4NjEwMGE0Njk1YjgzYzhhMTFhNzlmNGJhZmM3ZTFhNjhkMDNlMTdhOSIsInRhZyI6IiJ9 | Current | 0 | Ministry of Steel | Metals, Alloys and Metal Products (including Steel Products) | Ores and sponge iron, ferro alloys and other metallic additions | Ferro Alloys | [Title]: IS 1470:2025 — Silicomanganese — Specification ( Fifth Revision ). [Classification]: Under MTD / MTD 05 - Ferro Alloys, categorized under Metals, Alloys and Metal Products (including Steel Products) > Ores and sponge iron, ferro alloys and other metallic additions > Ferro Alloys (Ministry of Steel), Certification: Mandatory, Type: Product Specification. [Covered Varieties & Grades]: Grade Designation : Si16Mn63; Size Designation : Class 2.; Grade Designation : Si16Mn63; Size Designation : Class 2.; Grade Designation : Si16Mn63; Size Designation : Class 3.; Grade Designation: Si16Mn63; Size Designation: Class 2, 3, and 6.; Name of the Product: Silicomanganese Grade Designation:Si15Mn63 Size Designation: 1; Name of the Product: Silicomanganese Grade Designation:Si15Mn63 Size Designation: I (Size range 10-100mm only); Si16Mn63, Class 3; Silicomanganese of Grade Designations - Si16Mn73, Si16Mn68, Si15Mn63, Si20Mn56, Si24Mn53 and Size Designation I/ II/ III
MTD | IS 2112:2025 | SILVER AND SILVER ALLOYS, JEWELLERY/ARTEFACTS - FINENESS AND MARKING - SPECIFICATION (FOURTH REVISION) | Current | 2025-03-19 | 2025 | 2026 | 04 | MTD 10 - Precious Metals Sectional Committee |  | Product Specification |  | 0 | 0 | 3 | IS 2112 : 2014 |  |  | Ministry of Consumer Affairs | https://standards.bis.gov.in/website/standard-details?encryptedId=eyJpdiI6Ikxna2FkK2R0V1FlYW94Z1pCNzhYWFE9PSIsInZhbHVlIjoicWZ2MnZxcllveUxLZWRMd0JtWUVSdz09IiwibWFjIjoiNjA3MDkxMDA2NWFjMjBhN2EzYjdjZjE4Mzg2M2RkMGVkYTY1MjVjNjNjY2MwMDA5NGMwYjA3YWRjOTVmZjIzNiIsInRhZyI6IiJ9 | Current | 0 | Ministry of Consumer Affairs | Metals, Alloys and Metal Products (including Steel Products) | Precious metals, gems and jewellery | Precious Metals | [Title]: IS 2112:2025 — SILVER AND SILVER ALLOYS, JEWELLERY/ARTEFACTS - FINENESS AND MARKING - SPECIFICATION (FOURTH REVISION). [Classification]: Under MTD / MTD 10 - Precious Metals Sectional Committee, categorized under Metals, Alloys and Metal Products (including Steel Products) > Precious metals, gems and jewellery > Precious Metals (Ministry of Consumer Affairs), Type: Product Specification. [Key Test Methods & Allied Standards]: Test Methods: Assaying silver in silver and silver alloys - Methods (Third Revision). Components & Materials: General requirements for the supply of metallurgical materials (Second Revision); Styrene-Butadiene rubber latex - Specification: Part 2 Carboxylated (Second Revision)
MTD | IS 3266:2025 | Metallic and Other Inorganic Coatings - Electrodeposited Gold and Gold Alloy Coatings for Electrical, Electronic and Engineering Purposes - Specification and Test Methods (Second Revision) | Current | 2025-03-19 | 2025 |  | 02 | MTD 24 - Corrosion Protection And Finishes Sectional Committee |  | Product Specification |  | 0 | 0 | 24 | IS 3266 : 1982 |  | ISO 27874 : 2008 | Ministry of Commerce and Industry - Department for Promotion of Industry and Internal Trade (DPIIT) | https://standards.bis.gov.in/website/standard-details?encryptedId=eyJpdiI6InBaVjlPMHI1cUlOR1dsK2I4V3JQUnc9PSIsInZhbHVlIjoidzM0VUU0ejVVSXNieFVlYUxoSVowdz09IiwibWFjIjoiZGRkOWI4NGRjMDQ3YTBjMTdmNmQ2NTZmM2I3MTgyOGIwY2QzOWQyNDAyMWZlYmI0ZjU5Mjk5MDdlYjZjYzQ1NCIsInRhZyI6IiJ9 | Current | 0 | Ministry of Commerce and Industry - Department for Promotion of Industry and Internal Trade (DPIIT) | Metals, Alloys and Metal Products (including Steel Products) | Anti-corrosion products | Test Methods on corrosion protection | [Title]: IS 3266:2025 — Metallic and Other Inorganic Coatings - Electrodeposited Gold and Gold Alloy Coatings for Electrical, Electronic and Engineering Purposes - Specification and Test Methods (Second Revision). [Classification]: Under MTD / MTD 24 - Corrosion Protection And Finishes Sectional Committee, categorized under Metals, Alloys and Metal Products (including Steel Products) > Anti-corrosion products > Test Methods on corrosion protection (Ministry of Commerce and Industry - Department for Promotion of Industry and Internal Trade (DPIIT)), Type: Product Specification. [Key Test Methods & Allied Standards]: Test Methods: Metallic coatings - Measurement of coating thickness - Coulometric method by anodic dissolution (First Revision); Metallic and non - Metallic coating - Measurement of thickness - Beta backscatter method (First Revision). Components & Materials: Protection of Arms and Hands Part 10 Protective clothing- Gloves and arm guards protecting against cuts and stabs by hand knives - Gloves and arm guards made of material other than chain mail. Related Standards: Asset management - Guidance on the alignment of financial and non-financial functions in asset management (First Revision)
MTD | IS 2041:2024 | Steel Plates and Strips for Pressure Vessels Used at Moderate and Low Temperature — Specification (Fourth Revision) | Current | 2024-08-06 | 2024 |  | 04 | MTD 04 - Wrought Steel Products Sectional Committee |  | Product Specification | Mandatory | 10 | 0 | 12 | IS 2041 : 2009 |  |  | Ministry of Steel | https://standards.bis.gov.in/website/standard-details?encryptedId=eyJpdiI6IklNT2VLZjhRT0V0NFRrTk1VVHR2MWc9PSIsInZhbHVlIjoiRlQxcDdKdGZIYmhYc0NqL3VyTzJhUT09IiwibWFjIjoiMWNhNmJhMWVlY2RkNmY2ZmQyMTc5NjU4YmM0Y2JjMzNjZDM0MmExMTBiZDJhNTZkYTg0YjFiYzg5NWQ4MTY2ZSIsInRhZyI6IiJ9 | Current | 0 | Ministry of Steel | Metals, Alloys and Metal Products (including Steel Products) | Steel and Steel Castings, Wires, Ropes, Pipes , Tubes and other products | Hot rolled steel sheet & plates | [Title]: IS 2041:2024 — Steel Plates and Strips for Pressure Vessels Used at Moderate and Low Temperature — Specification (Fourth Revision). [Classification]: Under MTD / MTD 04 - Wrought Steel Products Sectional Committee, categorized under Metals, Alloys and Metal Products (including Steel Products) > Steel and Steel Castings, Wires, Ropes, Pipes , Tubes and other products > Hot rolled steel sheet & plates (Ministry of Steel), Certification: Mandatory, Type: Product Specification. [Covered Varieties & Grades]: (a) Plate (ISPL), Dimensions/Sizes-Thickness From 5.00 mm up to and Including 16.00 mm, Width From 900 mm up to and Including 1650 mm, Length From 1000 mm up to and Including 13500 mm, Grade-R 355, Optional Requirements-Including Impact Test at -20°C and -40°C and Excluding Ultrasonic Test Requirements. (b) Strips (ISST), Dimensions/Sizes- Thickness From 1.60 mm up to and Including 16.00 mm, Width From 900 mm up to and Including 1650 mm, Grade- R 355, Optional Requirements-Including Impact Test at -20°C and -40°C and Excluding Ultrasonic Test Requirements Dimensions/Sizes- Thickness from 5 mm up to and including 100mm and Width from 1500 mm up to and including 3500 mm. Grade- R220,R260, R275, R355, H235, H265, H295 andH355.; Optional Requirements- Including Impact TestTemperature (-20 deg, -40 deg) and Including Ultrasonic Test Requirements.; Dimensions/Sizes- Thickness from 8 mm up to and including 100mm, Width from 1600 mm up to and including 3200 mm and Length from 4500mm up to and including 16000 mm. Grade- R205, R220, R240, R260, R275 andR355.; Optional Requirements- Including ImpactTemperature upto -40 degree C and Including Ultrasonic Test Requirements.; Grade R 355,R 275,R 260,R220; Grade R220, R260, R275, R355 for Sizes Length upto 28000mm, Width up to 4500; Grade R220, R260, R275, R355 (Length up to 12500mm, Width 1500mm to 4500mm and Thickness 8mm to 150mm); Grade- R 220, R 260, R 275, R 355, Size Thickness- 10mm to 95mm, Width- 900mm to 4900mm, Length- 2000mm to 1800mm; Grade- R 355, Thickness- 10mm to 150mm, Width- 9000mm to 4900mm Length- 2000mm to 18000mm; Grades R 220,R260,R355 Normalised-(t-5mm to 60mm, W-900mm to 4900mm, L-3000mm to 25000mm), (t-60mm to 100mm, W-900mm to 4500mm, L-3000mm to 25000mm) R275, H235, H265, H295 and H355, Normalised-(t-5mm to 60mm, W-900mm to 4900mm, L-2000mm to 25000mm), (t-60mm to 100mm, W-900mm to 4500mm, L- 2000mm to 25000mm) R220,R260,R275 and R355,HSM ROUTE-(t-255 to 20mm, W-800mm to 2000mm, L-1500mm to 25000mm.... [Key Test Methods & Allied Standards]: Test Methods: Method for ultrasonic testing of steel plates for pressure vessels and special applications (First Revision); General standard for qualification and certification of non - Destructive testing personnel - Specification (First Revision); Metallic Materials — Charpy Pendulum Impact Test Part 1 Test Method ( Fourth Revision ); Methods for Chemical Analysis of Steels Part 1 Determination of Carbon by Volumetric Method (For Carbon 0.05 to 2.50 Percent) (Fourth Revision); Method for emission spectrometric analysis of plain carbon and low alloy steels point to plane technique (First Revision). Terminology: Glossary of terms relating to iron and steel: Part 3 long products (Including Bars, Rods, Sections And Wires) (Second Revision); Dentistry Vocabulary. Components & Materials: Specification for rolling and cutting tolerances for hot - Rolled steel products (Fourth Revision); Stainless Steel Neti Pot Specification; Intravascular Catheters - Sterile and Single-Use Catheters Part 4 Balloon Dilatation Catheters (First Revision). Related Standards: Hot - Rolled steel plates - Tolerances on dimensions and shape
MTD | IS 11286:2024 | Corrosion Resistant High Alloy Steel, Nickel Base and Cobalt Base Investment Castings for Severe Applications — Specification (Second Revision) | Current | 2024-08-06 | 2024 |  | 02 | MTD 14 - Foundry And Steel Castings Sectional Committee |  | Product Specification |  | 0 | 0 | 15 | IS 11286 : 1995 |  |  | Ministry of Steel | https://standards.bis.gov.in/website/standard-details?encryptedId=eyJpdiI6Ink3T21Na0toUVlpVTQrMzN5T2paenc9PSIsInZhbHVlIjoiWmJSb0xpWmowNGNLVmhHMGIyaWNBZz09IiwibWFjIjoiMzUzNTcwMjVkMDRiZDRkMDc3MmFlMjZmMmE0NjU4ZjhlMmQ5MzUyNDg3YTdmYjllZGNjN2E4YjQ4NDk3MWUwZSIsInRhZyI6IiJ9 | Current | 0 | Ministry of Steel | Metals, Alloys and Metal Products (including Steel Products) | Foundry and cast iron products | Cast Iron Pipes & fittings | [Title]: IS 11286:2024 — Corrosion Resistant High Alloy Steel, Nickel Base and Cobalt Base Investment Castings for Severe Applications — Specification (Second Revision). [Classification]: Under MTD / MTD 14 - Foundry And Steel Castings Sectional Committee, categorized under Metals, Alloys and Metal Products (including Steel Products) > Foundry and cast iron products > Cast Iron Pipes & fittings (Ministry of Steel), Type: Product Specification. [Key Test Methods & Allied Standards]: Test Methods: Metallic materials - Brinell hardness test: Part 1 test method (Fifth Revision); Izod Impact Test of Metals - Method of Test (Second Revision); Method for creep testing of steel at elevated temperatures: Part 2 tensile creep stress rupture testing (First Revision); Metallic Materials - Tensile Testing Part 2 Method of Test at Elevated Temperature ( Fourth Revision ); Methods of Sampling and Physical Tests for Refractory Materials : Part 29 Determination of dynamic Young-s modulus (MOE) at elevated temperatures by impulse excitation of vibration. Codes of Practice: Acceptance standards for liquid penetrant inspection of steel casting (First Revision); Acceptance standards for radiographic inspection of steel castings; Code of practice for ultrasonic pulse echo testing by contact and immersion methods (first revision); Recommendations for production, rectification and repair of steel castings by metal arc welding process (Second Revision); Steel castings - Mcethods of sampling (First Revision). Components & Materials: Latex foam rubber products; Permissible deviations in chemical composition for product analysis of steel castings (First Revision); Stainless Steel Neti Pot Specification. Related Standards: Permissible deviation on dimensions, surface roughness and mass of steel castings made with investment casting process (First Revision); Technical delivery conditions for investment castings of steel (Second Revision)
MTD | IS 3600 (Part 4):2024 | Fusion Welded Joints and Weld Metal in Steel — Method of Test Part 4 Destructive Tests on Welds in Metallic Materials — Longitudinal Tensile Test on Weld Metal in Fusion Welded Joints (Third Revision) | Current | 2024-07-22 | 2024 |  | 03 | MTD 11 - Welding General And Its Applications Sectional Committee |  | Methods of tests |  | 0 | 0 | 1 | IS 3600 : Part 4 : 1984 |  | ISO 5178:2019 |  | https://standards.bis.gov.in/website/standard-details?encryptedId=eyJpdiI6IlFEWU5Td0pqOWpYb3M3T2NsZTdBeXc9PSIsInZhbHVlIjoiUCttZHc4ejI2b3RyUW5UbCtyb3NoQT09IiwibWFjIjoiZGIzZTVlZGZjNWEyMDJiNjgzN2UzOTkyMTY0OTE4NDNjNGRmZWM5ZDliZjgwN2I0NzVjYzdlOGU4NmJkMTQ4NiIsInRhZyI6IiJ9 | Current | 0 |  | Gases, Gas Cylinders , Machine tools and other mechanical products | Welding Electrodes and Accessories | Test Methods of welding | [Title]: IS 3600 (Part 4):2024 — Fusion Welded Joints and Weld Metal in Steel — Method of Test Part 4 Destructive Tests on Welds in Metallic Materials — Longitudinal Tensile Test on Weld Metal in Fusion Welded Joints (Third Revision). [Classification]: Under MTD / MTD 11 - Welding General And Its Applications Sectional Committee, categorized under Gases, Gas Cylinders , Machine tools and other mechanical products > Welding Electrodes and Accessories > Test Methods of welding, Type: Methods of tests. [Key Test Methods & Allied Standards]: Components & Materials: Stainless Steel Neti Pot Specification
MTD | IS 211:2024 | Antimony Ingot — Specification (Fifth Revision) | Current | 2024-04-29 | 2024 |  | 05 | MTD 09 - Ores And Feed Stock For Non-ferrous (excluding Aluminium And Copper) Industry, Their Metals/ Alloys And Products Sectional Committee |  | Product Specification |  | 0 | 0 | 3 | IS 211 : 1992 |  |  |  | https://standards.bis.gov.in/website/standard-details?encryptedId=eyJpdiI6ImZGenQ5S1dMWFZqeWlpWkVWK0hnZEE9PSIsInZhbHVlIjoiejU0MGxCYXR0VHlyY1JDRDNVWDdHZz09IiwibWFjIjoiOTJiMGE1MzZmNzVhZGQ4MzZlMTJmYTI5Y2RmMWY5ZmQ0MGIyOWE2Yzk2NDcwNTAwMjI5Y2NjYjk2OTU1ZmY2NCIsInRhZyI6IiJ9 | Current | 0 |  | Metals, Alloys and Metal Products (including Steel Products) | Non ferrous metals and their alloys | Sn, Mo, W, etc | [Title]: IS 211:2024 — Antimony Ingot — Specification (Fifth Revision). [Classification]: Under MTD / MTD 09 - Ores And Feed Stock For Non-ferrous (excluding Aluminium And Copper) Industry, Their Metals/ Alloys And Products Sectional Committee, categorized under Metals, Alloys and Metal Products (including Steel Products) > Non ferrous metals and their alloys > Sn, Mo, W, etc, Type: Product Specification. [Key Test Methods & Allied Standards]: Test Methods: Methods of chemical analysis of antimony (Revised). Codes of Practice: Methods of sampling non - Ferrous metals for chemical analysis. Components & Materials: General requirements for the supply of metallurgical materials (Second Revision)
MTD | IS 5479:2024 | Solders for Jointing Aluminium and Aluminium Alloys — Specification (Second Revision) | Current | 2024-04-29 | 2024 |  | 02 | MTD 09 - Ores And Feed Stock For Non-ferrous (excluding Aluminium And Copper) Industry, Their Metals/ Alloys And Products Sectional Committee |  | Product Specification |  | 0 | 0 | 5 | IS 5479 : 1985 |  |  |  | https://standards.bis.gov.in/website/standard-details?encryptedId=eyJpdiI6InZYMUhlOStFRm45N21LUmdObXFwZFE9PSIsInZhbHVlIjoiclUzS2tsRXB3aEMxdTlUV1NlM1JkUT09IiwibWFjIjoiMzlkZDhkY2UxMDhkMzE3YmExNjhiM2UxYjllNGQ3MmY1OTk5YTI1NGMwNzUxZjAzNGI0MDYxYzY4NzkyODMxYSIsInRhZyI6IiJ9 | Current | 0 |  | Gases, Gas Cylinders , Machine tools and other mechanical products | Welding Electrodes and Accessories | Welding electrodes | [Title]: IS 5479:2024 — Solders for Jointing Aluminium and Aluminium Alloys — Specification (Second Revision). [Classification]: Under MTD / MTD 09 - Ores And Feed Stock For Non-ferrous (excluding Aluminium And Copper) Industry, Their Metals/ Alloys And Products Sectional Committee, categorized under Gases, Gas Cylinders , Machine tools and other mechanical products > Welding Electrodes and Accessories > Welding electrodes, Type: Product Specification. [Key Test Methods & Allied Standards]: Test Methods: Methods of chemical analysis of soft solders for jointing aluminium and aluminium alloys (First Revision); Methods of chemical analysis of hard solders for jointing aluminium and aluminium alloys: Part 1 determination of silver, copper, zinc, antimony, arsenic, iron and bismuth. Codes of Practice: Methods of sampling non - Ferrous metals for chemical analysis. Components & Materials: General requirements for the supply of metallurgical materials (Second Revision)
MTD | IS 193:2024 | Soft solder alloys - Chemical compositions and forms - Specification (Sixth Revison) | Current | 2024-04-29 | 2024 |  | 06 | MTD 09 - Ores And Feed Stock For Non-ferrous (excluding Aluminium And Copper) Industry, Their Metals/ Alloys And Products Sectional Committee |  | Product Specification |  | 0 | 0 | 1 | IS 193 : 2000 |  | ISO 9453:2020 | Ministry of Mines | https://standards.bis.gov.in/website/standard-details?encryptedId=eyJpdiI6Ik5jYTZZV0J6WXBrRkN4aTkwT081U1E9PSIsInZhbHVlIjoiQ0lFellSZ3dORk1WVFlEYklaSlhkZz09IiwibWFjIjoiNjhlMDMzOWU5Mzk2ODU5NTJjNjdjMmMxNTY5MTgzOGMxMzVhZTJlNmNkZDhhYTBlMzg5NmFiZjRlYTYxMWQ0MCIsInRhZyI6IiJ9 | Current | 0 | Ministry of Mines | Metals, Alloys and Metal Products (including Steel Products) | Non ferrous metals and their alloys | Sn, Mo, W, etc | [Title]: IS 193:2024 — Soft solder alloys - Chemical compositions and forms - Specification (Sixth Revison). [Classification]: Under MTD / MTD 09 - Ores And Feed Stock For Non-ferrous (excluding Aluminium And Copper) Industry, Their Metals/ Alloys And Products Sectional Committee, categorized under Metals, Alloys and Metal Products (including Steel Products) > Non ferrous metals and their alloys > Sn, Mo, W, etc (Ministry of Mines), Type: Product Specification
MTD | IS 3989:2024 | CENTRIFUGALLY CAST (SPUN) IRON SPIGOT AND SOCKET PIPES, FITTINGS AND ACCESSORIES - SPECIFICATION (Fourth Revision) | Current | 2024-02-22 | 2024 |  | 04 | MTD 06 - Pig Iron And Cast Iron Sectional Committee |  | Product Specification | Mandatory | 9 | 0 | 4 | IS 3989 : 2009 |  |  |  | https://standards.bis.gov.in/website/standard-details?encryptedId=eyJpdiI6ImlVT3ZoQ0twOHNxMkJsU0NEOXI0RGc9PSIsInZhbHVlIjoiOVNBRUNFendmZDFRYTlMNTl1c2JJdz09IiwibWFjIjoiZDhhMGQ1MzlmOWRkYjQ3Y2RhYzY5OWU4NDY1ZDI0NjI4OTI4NDY3N2I3OGZiYjA1YjVkNjQ2MGVjZmM3NjBkYiIsInRhZyI6IiJ9 | Current | 0 |  | Metals, Alloys and Metal Products (including Steel Products) | Foundry and cast iron products | Cast Iron Pipes & fittings | [Title]: IS 3989:2024 — CENTRIFUGALLY CAST (SPUN) IRON SPIGOT AND SOCKET PIPES, FITTINGS AND ACCESSORIES - SPECIFICATION (Fourth Revision). [Classification]: Under MTD / MTD 06 - Pig Iron And Cast Iron Sectional Committee, categorized under Metals, Alloys and Metal Products (including Steel Products) > Foundry and cast iron products > Cast Iron Pipes & fittings, Certification: Mandatory, Type: Product Specification. [Covered Varieties & Grades]: 1. Centrifugally cast (spun) iron spigot and socket, soil, waste, , Lead joint, Size DN 150 mm and length 3000 mm. 2. Taper of Nominal Diameter 100 mm x 75 mm. 3. Unequal Branches without access door of Nominal Diameter 100 mm x 75mm , Angle 92 1/2 4. Floor trap of Nominal Diameter DN 75 mm. 5. Cowl of Nominal Diameter DN 75 mm 6. Bend without access door of Nominal Diameter DN 75 mm, Angle 135o 7. Bend with access door of Nominal Diameter DN 75 mm, Angle 921/2 o 8. Equal Branches without access door of Nominal Diameter DN 100 mm, Angle 135o 9. Bend without access door of Nominal Diameter DN 100 mm, Angle 135; 1. Collar (Double Socket), Nominal Diameter DN 100mm. 2. Unequal Branches without access door, Nominal Diameter 100 x 75mm, Angle 135° 3. Equal Branches with access door, Nominal Diameter DN 100mm, Angle 921/2° 4. Bends Without access door, Nominal Diameter DN 100mm, Angle 921/2° 5. Bends With access door, Nominal Diameter DN 100mm, Angle 921/2° 6. Equal Branches without access door, Nominal Diameter DN 100mm, Angle 921/2° 7. Collar (Double Socket), Nominal Diameter DN 75mm. 8. Equal Branches without access door, Nominal Diameter DN 75mm, Angle 921/2° 9. Bends Without access door, Nominal Diameter DN 75mm, Angle 921/2° 10. Traps, Nominal Diameter DN 100mm, Angle 95° 11. Cowl, Nominal Diameter DN 100mm; DN 75mm &DN100mm; Centrifugally Cast (Spun) Iron Spigot and Socket Soil, waste, , Lead joint, Sizes DN 75mm & DN 100mm and length 3000mm.; Equal Branches without access door, Nominal Diameter DN 200mm comma Angle 92 1/2 degree; Bend without access door of Nominal Diameter DN 200 mm, Angle 135 degree; Bends Without access door, Nominal Diameter DN 200mm, Angle 92 1/2 degree; Collar (Double Socket), Nominal Diameter DN 200 mm; Centrifugally cast (spun) iron spigot and socket, soil,, Size DN 200 mm and length 3000 mm; Bend without access door 92.5 degree, 150MM; Grade FG-150 and the items: 1) , size 150mm, 2) , size 100 mm, 3) , size 75 mm.; Trap, 95 deg, DN .... [Key Test Methods & Allied Standards]: Test Methods: Metallic materials - Brinell hardness test: Part 1 test method (Fifth Revision). Components & Materials: General requirements for the supply of metallurgical materials (Second Revision); Grey iron castings - Specification (Fifth Revision). Related Standards: Deviations for untoleranced dimensions and mass of grey iron castings (First Revision)
MTD | IS 3717:2024 | Refined Secondary Lead - Specification (Second Revision) | Current | 2024-02-22 | 2024 |  | 02 | MTD 09 - Ores And Feed Stock For Non-ferrous (excluding Aluminium And Copper) Industry, Their Metals/ Alloys And Products Sectional Committee |  | Product Specification |  | 0 | 0 | 3 | IS 3717 : 1977 |  |  |  | https://standards.bis.gov.in/website/standard-details?encryptedId=eyJpdiI6InJZdmxCTHVZYmtZSVBSNDZVWVM1aVE9PSIsInZhbHVlIjoiVmRrRlM5ZDhOMXRBamMvVnkyamJodz09IiwibWFjIjoiMTk3YWNlNThhN2U1YzI0NDNkY2NhZWQwNDAwMDAwNWMyZjQ2ZGUwMDI5NjE4NWJmOWVmMzg0MDhkYzdmMTQzMSIsInRhZyI6IiJ9 | Current | 0 |  | Metals, Alloys and Metal Products (including Steel Products) | Non ferrous metals and their alloys | Lead & its alloys | [Title]: IS 3717:2024 — Refined Secondary Lead - Specification (Second Revision). [Classification]: Under MTD / MTD 09 - Ores And Feed Stock For Non-ferrous (excluding Aluminium And Copper) Industry, Their Metals/ Alloys And Products Sectional Committee, categorized under Metals, Alloys and Metal Products (including Steel Products) > Non ferrous metals and their alloys > Lead & its alloys, Type: Product Specification. [Key Test Methods & Allied Standards]: Test Methods: Methqds of chemical analysis of lead and antimonial lead (Revised). Codes of Practice: Methods for sampling of lead and lead alloys. Components & Materials: General requirements for the supply of metallurgical materials (Second Revision)
MTD | IS 3168:2024 | Brass Strip and Foil for Deep Drawing - Specification (Second Revision) | Current | 2024-01-31 | 2024 |  | 02 | MTD 08 - Ores And Feed Stock For Copper Industry, Its Metals/ Alloys And Products Sectional Committee |  | Product Specification |  | 0 | 0 | 6 | IS 3168 : 1981 |  |  | Ministry of Commerce and Industry - Department for Promotion of Industry and Internal Trade (DPIIT) | https://standards.bis.gov.in/website/standard-details?encryptedId=eyJpdiI6IlVaeWxUdmc4UVFWcnNrcFdpUStwUWc9PSIsInZhbHVlIjoiYXQ2QmFrVkZrSEM4TjU1NUJENStDdz09IiwibWFjIjoiMTgzN2FmN2Q0MzE5ZTFkMTZmOGJjODk4MDQyYzMxODcxMmViMDM4YzFmMmMzZGY4ZjhmNGZkMmYxOTllYTBhZCIsInRhZyI6IiJ9 | Current | 0 | Ministry of Commerce and Industry - Department for Promotion of Industry and Internal Trade (DPIIT) | Metals, Alloys and Metal Products (including Steel Products) | Non ferrous metals and their alloys | Copper | [Title]: IS 3168:2024 — Brass Strip and Foil for Deep Drawing - Specification (Second Revision). [Classification]: Under MTD / MTD 08 - Ores And Feed Stock For Copper Industry, Its Metals/ Alloys And Products Sectional Committee, categorized under Metals, Alloys and Metal Products (including Steel Products) > Non ferrous metals and their alloys > Copper (Ministry of Commerce and Industry - Department for Promotion of Industry and Internal Trade (DPIIT)), Type: Product Specification. [Key Test Methods & Allied Standards]: Test Methods: Metallic materials Vickers hardness test Part 1: Test method (Sixth Revision); Methods of chemical analysis of brasses. Terminology: Glossary of terms relating to copper and copper alloys: Part 1 materials (Third Revision). Components & Materials: General requirements for the supply of metallurgical materials (Second Revision). Related Standards: Dimensions and tolerances for wrought copper and copper alloy sheet, strip and foil for general engineering purposes (Second Revision)
MTD | IS 26:2024 | Tin ingot - Specification (fifth revision) | Current | 2024-01-16 | 2024 |  | 05 | MTD 09 - Ores And Feed Stock For Non-ferrous (excluding Aluminium And Copper) Industry, Their Metals/ Alloys And Products Sectional Committee |  | Product Specification | Voluntary | 1 | 0 | 3 | IS 26 : 1992, IS 4280 : 1992 |  |  | Ministry of Mines | https://standards.bis.gov.in/website/standard-details?encryptedId=eyJpdiI6IkdHdjVWeDVHcEJxMnpDODIrRVp3aFE9PSIsInZhbHVlIjoiWkg1Zk5ybmg3QmlEVjhyK2xYb0tiQT09IiwibWFjIjoiYTkxZTY4ZWE5MjNiNjk3YzYwYjdlYmJmZjQzYTU4ZmVkMmY1M2FjZWZmM2MwZWM5MGJkN2M5MzRlYWQxNWMwZiIsInRhZyI6IiJ9 | Current | 0 | Ministry of Mines | Metals, Alloys and Metal Products (including Steel Products) | Non ferrous metals and their alloys | Sn, Mo, W, etc | [Title]: IS 26:2024 — Tin ingot - Specification (fifth revision). [Classification]: Under MTD / MTD 09 - Ores And Feed Stock For Non-ferrous (excluding Aluminium And Copper) Industry, Their Metals/ Alloys And Products Sectional Committee, categorized under Metals, Alloys and Metal Products (including Steel Products) > Non ferrous metals and their alloys > Sn, Mo, W, etc (Ministry of Mines), Certification: Voluntary, Type: Product Specification. [Covered Varieties & Grades]: Grade Sn 99.90. [Key Test Methods & Allied Standards]: Test Methods: Methods of chemical analysis of tin ingot (First Revision). Codes of Practice: Methods of sampling non - Ferrous metals for chemical analysis. Components & Materials: General requirements for the supply of metallurgical materials (Second Revision)
MTD | IS 1772:2024 | ELECTROPLATED COATINGS OF COPPER - SPECIFICATION | Current | 2024-01-16 | 2024 |  | 02 | MTD 24 - Corrosion Protection And Finishes Sectional Committee |  | Product Specification | Voluntary | 5 | 0 | 4 | IS 1772 : 1973 |  |  |  | https://standards.bis.gov.in/website/standard-details?encryptedId=eyJpdiI6IjZYVzFoRHJPRU1JTmczNjNJWTFPV1E9PSIsInZhbHVlIjoiMEFycjVBR3ptb2Q4bDEwbmUrYklYQT09IiwibWFjIjoiY2NjMzNjMDVmOTczNjZhNDM0OWY4ZWEyOTY5OTZkYmMwY2QzMjVjMjlkZTMyNjEyY2IxMDQ5ODA5MDUyODdjMCIsInRhZyI6IiJ9 | Current | 0 |  | Metals, Alloys and Metal Products (including Steel Products) | Non ferrous metals and their alloys | Copper | [Title]: IS 1772:2024 — ELECTROPLATED COATINGS OF COPPER - SPECIFICATION. [Classification]: Under MTD / MTD 24 - Corrosion Protection And Finishes Sectional Committee, categorized under Metals, Alloys and Metal Products (including Steel Products) > Non ferrous metals and their alloys > Copper, Certification: Voluntary, Type: Product Specification. [Covered Varieties & Grades]: ELECTROPLATED COATINGS OF COPPER / Grade 1 Mild / Steel Basis Metal; Electroplated Coatings of Copper ¦ Service Condition Grade: Grade 4 Exceptionally Severe ¦ Base Metal: Steel Basis Metal; Name of the product: ELECTROPLATED COATINGS OF COPPER, Service Condition: Grade 2 Moderate, Grade 3 Severe, Grade 4 Exceptionally Severe, Steel Basis Metal; Name of the product:- Electroplated coatings of copper, Service Condition Grade:- Grade 1 Mild, Base Metal :- Steel Basis Metal.; Service Condition Grade 2, Moderate Service Condition, Steel Basis Metal. [Key Test Methods & Allied Standards]: Test Methods: Methods of testing local thickness of electroplated coatings (First Revision); Evaluation of Results of Accelerated Corrosion Test - Method; Measurement of coating thickness by eddy current method (First Revision). Codes of Practice: Corrosion Tests in Artificial Atmospheres - Salt Spray Tests (second revision)
MTD | IS 18513:2023 | Hot-Dip Zinc- Aluminium-Magnesium Alloy Coated Steel Sheets Plates and Strips - Specification | Current / New Pub | 2024-01-09 | 2023 |  | 0 | MTD 04 - Wrought Steel Products Sectional Committee |  | Product Specification | Mandatory | 4 | 0 | 21 |  |  | ISO CD 8353 | Ministry of Steel | https://standards.bis.gov.in/website/standard-details?encryptedId=eyJpdiI6IjUxMngvalBuWGVZT2VvU0RpcUc0UUE9PSIsInZhbHVlIjoiTmovOEl3cndLbTVtYStjTHpwYUc5dz09IiwibWFjIjoiZDFlYWNkY2MwNWRjNmRmZWIxMDlkMTMzNTg4MThkOTdhOTZiNjQ2Y2U3OTAxN2Q3ODU5NmE5ZjIxY2VmOWI4NSIsInRhZyI6IiJ9 | Published | 0 | Ministry of Steel | Metals, Alloys and Metal Products (including Steel Products) | Steel and Steel Castings, Wires, Ropes, Pipes , Tubes and other products | Wires & galvanized sheets | [Title]: IS 18513:2023 — Hot-Dip Zinc- Aluminium-Magnesium Alloy Coated Steel Sheets Plates and Strips - Specification. [Classification]: Under MTD / MTD 04 - Wrought Steel Products Sectional Committee, categorized under Metals, Alloys and Metal Products (including Steel Products) > Steel and Steel Castings, Wires, Ropes, Pipes , Tubes and other products > Wires & galvanized sheets (Ministry of Steel), Certification: Mandatory, Type: Product Specification. [Covered Varieties & Grades]: Hot-Dip Zinc-Aluminium-Magnesium Alloy Coated Steel Sheets, Plates and Strips, Type and designation of substrate IZMCCR2, IZMCCR3, IZMCCR4, IZMCCR5, Coating mass Designation: ZM060 to ZM120, Surface Finish Designation: N and S, Surface Treatment Designation: C, O, CO, S, and U, Surface Quality: AC,B,I, Thickness: from 0.40mm to 0.90 mm, Width: from 750mm to 1700mm, Length: Strip.; Type : Structural Quality Steel, Designation : IZMC300S, IZMC310S, IZMC330S, IZMC360S, IZMC380S, IZMC410S, IZMC420S, IZMC440S, IZMC460S, IZMC480S, IZMC510S, IZMC560S, IZMC570S, Coating mass Designation: ZM060 to ZM600, Surface Finish Designation: N and S, Surface Treatment Designation: C, O, CO, S, U, Surface Quality: As Coated Surface (AC), Improved Surface (B), Best Quality Surface (I) Dimension : Thickness: 0.40mm to 3.20 mm, Width: from 750mm to 1700mm, Length: Coil; Type : Mild Steel, Designation : IZMCCR0, IZMCCR1, IZMCCR2, IZMCCR3, IZMCCR4, IZMCCR5, Coating Mass Designation : ZM060 to ZM600, Surface Finish Designation: N and S, Surface Treatment Designation: C, O, CO, S and U, Surface Quality: As Coated Surface (AC), Improved Surface (B), Best Quality Surface (I), Dimension : Thickness: 0.40 to 3.20 mm, Width: 750 to 1700mm, Length : Coil; Type : High Strength Low Alloy Steel, Designation : IZMC310LA, IZMC320LA, IZMC340LA, IZMC370LA, IZMC410LA, IZMC440LA, IZMC470LA, IZMC500LA, IZMC530LA, IZMC620LA, Coating mass Designation: ZM060 to ZM600, Surface Finish Designation: N and S, Surface Treatment Designation: C, O, CO, S, U, Surface Quality: As Coated Surface (AC), Improved Surface (B), Best Quality Surface (I) Dimension : Thickness: 0.40mm to 3.20 mm, Width: from 750mm to 1700mm, Length: Coil; Type and designation of substrate: IZMHHR1, Coating Mass Designation : ZM060 to ZM600, Surface Finish Designation: N and S, Surface Treatment Designation: C, O, CO, S and U, Surface Quality: As Coated Surface (AC), Improved Surface (B), Best Quality Surface (I), Dimension : Thickness:.... [Key Test Methods & Allied Standards]: Test Methods: Metallic materials Vickers hardness test Part 1: Test method (Sixth Revision); Metallic coating thickness by X-ray fluorescence technique method - Determination; Methods for Chemical Analysis of Steels Part 1 Determination of Carbon by Volumetric Method (For Carbon 0.05 to 2.50 Percent) (Fourth Revision); Metallic materials Rockwell hardness testPart 1: Test method (Sixth Revision); Metallic Materials — Sheet and Strip — Hole Expanding Test; (+1 more). Terminology: Glossary of terms relating to iron and steel: Part 4 flat products (Second Revision); Geometrical product specifications (GPS) - surface texture: profile method - Terms, definitions and surface texture parameters; Corrosion of metals and alloys - Vocabulary; Dentistry Vocabulary. Codes of Practice: Process, Design, Testing and Application of Hot Dip Galvanizing of Iron and Steel - Code of Practice Part 1 Batch Process ( Second Revision ); Methods for determination of mass of zinc coating on zinc coated iron and steel articles. Safety Standards: Information Security, Cybersecurity and Privacy Protection - Evaluation Criteria for IT Security Part 5: Pre-defined Packages of Security Requirements. Components & Materials: Specification for primary aluminium ingots for remelting for general engineering purposes (Second Revision); Hot Rolled Steel Flat Products for Structural Forming and Flanging Purposes; Magnesium ingots - Specification (Second Revision); Continuously hot - Dipped coated steel sheet products - Dimensional and shape tolerances (First Revision); Cold reduced carbon steel sheet and strip: Part 1 cold forming and drawing purpose (Sixth Revision); (+2 more). Related Standards: Hot Rolled Carbon Steel Sheet and Strip
MTD | IS 4826:2023 | Hot-Dip Galvanized Coatings on Round Steel Wires - Requirements | Current | 2023-12-22 | 2023 |  | 02 | MTD 24 - Corrosion Protection And Finishes Sectional Committee |  | Process Specification |  | 0 | 0 | 6 | IS 4826 : 1979 |  |  | Ministry of Consumer Affairs | https://standards.bis.gov.in/website/standard-details?encryptedId=eyJpdiI6IlpZOUpGbFpydm5wd1VtT3RnQ1Q2enc9PSIsInZhbHVlIjoiK3JIdWRadjFPMjNZb0JqSVhaQnZvQT09IiwibWFjIjoiYTMxYjFmYmU2Yjg2NjU1ZDM4ODE2NjhlNGI5YTAwMTk1N2YzMDA3Mjk2M2M0YTMzNTRiOWNlMDVkNWJiZWIzNyIsInRhZyI6IiJ9 | Current | 0 | Ministry of Consumer Affairs | Metals, Alloys and Metal Products (including Steel Products) | Anti-corrosion products | Code of Practice & Glossary on corrosion protection | [Title]: IS 4826:2023 — Hot-Dip Galvanized Coatings on Round Steel Wires - Requirements. [Classification]: Under MTD / MTD 24 - Corrosion Protection And Finishes Sectional Committee, categorized under Metals, Alloys and Metal Products (including Steel Products) > Anti-corrosion products > Code of Practice & Glossary on corrosion protection (Ministry of Consumer Affairs), Type: Process Specification. [Key Test Methods & Allied Standards]: Test Methods: Method for testing uniformity of coating on zinc coated articles (Second Revision). Codes of Practice: Process, Design, Testing and Application of Hot Dip Galvanizing of Iron and Steel - Code of Practice Part 1 Batch Process ( Second Revision ); Methods for determination of mass of zinc coating on zinc coated iron and steel articles. Components & Materials: Zinc for galvanizing - Specification; General requirements for the supply of metallurgical materials (Second Revision); Refined Zinc - Specification (Fifth Revision)
MTD | IS 2605:2023 | Zinc Anodes For Electroplating - Specification (Second Revision) | Current | 2023-11-01 | 2023 |  | 02 | MTD 24 - Corrosion Protection And Finishes Sectional Committee |  | Product Specification |  | 0 | 0 | 10 | IS 2605 : 1985 |  |  | Ministry of Mines | https://standards.bis.gov.in/website/standard-details?encryptedId=eyJpdiI6ImpGYjYwSncyT2pGTXRjUEhFenZSbEE9PSIsInZhbHVlIjoiSEZuMmhUb1VaT1ZtK0szRGpZdlFtZz09IiwibWFjIjoiOTA0ZTU3NzIyMWRkNTFlNjZhMTljMDVjMThiODc3MzVjN2NiMDlmMTAxYzA0MTlkYzA4NjI1NWExMjIzMzdiNiIsInRhZyI6IiJ9 | Current | 0 | Ministry of Mines | Metals, Alloys and Metal Products (including Steel Products) | Non ferrous metals and their alloys | Zinc & its alloys | [Title]: IS 2605:2023 — Zinc Anodes For Electroplating - Specification (Second Revision). [Classification]: Under MTD / MTD 24 - Corrosion Protection And Finishes Sectional Committee, categorized under Metals, Alloys and Metal Products (including Steel Products) > Non ferrous metals and their alloys > Zinc & its alloys (Ministry of Mines), Type: Product Specification. [Key Test Methods & Allied Standards]: Test Methods: Methods of chemical analysis of zinc and zinc base alloys for die castings: Part 1 determination of copper, iron, nickel, tin and thallium by spectrophotometric method (First Revision); Methods of chemical analysis of slab zinc (Spelter) (Revised); Plastics Reinforcement Fibres Chopped Strands Determination of Bulk Density; Plastics Glass-Fibre-Reinforced Products Determination of Fibre Length. Codes of Practice: Power Quality Measurement Monitoring Methods. Components & Materials: General requirements for the supply of metallurgical materials (Second Revision). Related Standards: Photography — Tripod Connections
MTD | IS 8800:2023 | TECHNICAL DELIVERY CONDITIONS FOR STEEL CASTINGS EXCLUDING INVESTMENT CASTINGS | Current | 2023-09-01 | 2023 |  | 04 | MTD 14 - Foundry And Steel Castings Sectional Committee |  | Product Specification |  | 0 | 0 | 45 | IS 8800 : 1997 |  | ISO 4990 | Ministry of Steel | https://standards.bis.gov.in/website/standard-details?encryptedId=eyJpdiI6Ii8xVit4QUx3OFE5YU5YS2ZzVVFlSEE9PSIsInZhbHVlIjoiT2UxOHNFd2ZQMDRBN3U5c29MaG9SUT09IiwibWFjIjoiMWUwM2QwNTA0MTdlZDM3ZDgyZTRlMDA4MTM1YmI2OTM0ZDRiMDRhMDllNTYxMTNlMjNlYmI1NDE3MjEyMTU2NyIsInRhZyI6IiJ9 | Current | 0 | Ministry of Steel | Metals, Alloys and Metal Products (including Steel Products) | Steel and Steel Castings, Wires, Ropes, Pipes , Tubes and other products | Steel Casting | [Title]: IS 8800:2023 — TECHNICAL DELIVERY CONDITIONS FOR STEEL CASTINGS EXCLUDING INVESTMENT CASTINGS. [Classification]: Under MTD / MTD 14 - Foundry And Steel Castings Sectional Committee, categorized under Metals, Alloys and Metal Products (including Steel Products) > Steel and Steel Castings, Wires, Ropes, Pipes , Tubes and other products > Steel Casting (Ministry of Steel), Type: Product Specification. [Key Test Methods & Allied Standards]: Test Methods: Method for determination of magnetic permeability of iron and steel; Resistance to inter - Granular corrosion of austenitic stainless steels - Method for determination - Part 1 : corrosion test in nitric acid medium by measurement of loss in mass Huey Test; Resistance to intergranular corrosion of austenitic stainless steels - Method for determination: Part 2 corrosion test in a sulphuric acid/copper sulphate medium in the presence of copper turnings (Monypenny Strauss Test) in the presence of copper turnings (Monypenny Strauss Test) (First Revision); Metallic materials Bend test; Metallic Materials — Charpy Pendulum Impact Test Part 1 Test Method ( Fourth Revision ); (+4 more). Codes of Practice: ACCEPTANCE STANDARDS FOR MAGNETIC PARTICLE INSPECTION OF STEEL CASTINGS - SPECIFICATION; Acceptance standards for liquid penetrant inspection of steel casting (First Revision); Acceptance standards for radiographic inspection of steel castings; Industrial radiographic testing - Code of practice (Second Revision); Code of practice for liquid penetrant flaw detection (Second Revision); (+5 more). Components & Materials: Carbon steel castings for general engineering purposes - Specification (Fifth Revision); Precipitation hardening stainless steel castings - Specification (First Revision); Steel castings for crankshafts for marine engines - Specification; Centrifugally cast high alloy steel and nickel base tubing for pressure application at high temperature - Specification; High strength steel castings for general engineering and structural purposes - Specification (Fourth Revision); (+18 more). Related Standards: Permissible deviation on dimensions, surface roughness and mass of steel castings made with investment casting process (First Revision); Deviations on untoleranced dimensions and mass of steel castings (Third Revision)
MTD | IS 1536:2023 | Centrifugally cast (spun) iron pressure pipes for water, gas and sewage - Specification | Current | 2023-06-22 | 2023 |  | 05 | MTD 06 - Pig Iron And Cast Iron Sectional Committee |  | Product Specification | Mandatory | 6 | 0 | 8 | IS 1536 : 2001 |  |  |  | https://standards.bis.gov.in/website/standard-details?encryptedId=eyJpdiI6IlJBVzIxM0FHSmZnUkE5TG5EUG9JNUE9PSIsInZhbHVlIjoiVzZHNkpwTWIzNSsvVE9HdklEREhPdz09IiwibWFjIjoiMjY3YmRjZTU5ZDlmNDIyNjgxN2Y2MWFhZWQyMWMxNjM3ZTg1MTkwMTYyOTUxNmUxMGRkOTA3YzYzYjcyYmY5ZiIsInRhZyI6IiJ9 | Current | 0 |  | Metals, Alloys and Metal Products (including Steel Products) | Foundry and cast iron products | Cast Iron Pipes & fittings | [Title]: IS 1536:2023 — Centrifugally cast (spun) iron pressure pipes for water, gas and sewage - Specification. [Classification]: Under MTD / MTD 06 - Pig Iron And Cast Iron Sectional Committee, categorized under Metals, Alloys and Metal Products (including Steel Products) > Foundry and cast iron products > Cast Iron Pipes & fittings, Certification: Mandatory, Type: Product Specification. [Covered Varieties & Grades]: -Centrifugally cast (spun) , gas and sewage push-on joint bitumen coated for sizes 80mm, 100mm, 150mm, 200mm, 250mm & 300mm dia, class - LA, A & B. -Centrifugally cast (spun) , gas & sewage for sizes 200mm dia, lead joint class LA. Centrifugally cast (spun) , gas and sewage for sizes 1. 80mm dia lead joint class LA, A, B 2. 100mm dia lead joint class LA< A, b 3. 150mm dia lead joint class LA, A, b 4. 200mm dia lead joint class A, b 5. 250mm dia lead joint class LA, A, b 6. 300mm dia lead joint class LA, A, B. -sizes 80mm, 100mm, 150mm, 200mm, 250mm & 300mm ; Centrifugally Cast (Spun) , ,SIZE 350 to 400 mm,CLASS-B; Centrifugally Cast (Spun) , ,SIZE 80 to 200 mm, CLASS-B; (1) , Size DN 80, DN 100 commaDN 150 and DN 200 mm, LeadJoint, , Aand B. And (2) Type - DOUBLE FLANGE PIPEscrewed, Flanged Jointcomma SIZE 250 to 300 mmCLASS-B; (1) Type : , Class : B, Sizes: 80mm, 100mm, 125mm, 150mm, 200mm, 250mm, 300mm, 350mm, 400mm, and450mm, Joint : Flanged Joint, Type of Mould used : Metal. (2) Type :, Class : LA, A and B, Sizes : 80mm, 100mm,125mm, 150mm and 200mm, Joint : Push On, Type of Mould used : Metal.; Centrifugally cast (spun) , gas and sewage, Class LA, Size4.0mm-80mm, 100mm and 150mm dia, and 5.5mm-100mm, 125mm, 150mm, 200mm and 250mm dia DN 100, 150, 200 & 250mm, Class-LA, Length-3.0m DN 100, 150, 200 & 250mm, Class-A, Length-3.0m DN 100, 200 & 250mm, Class-B, Length-3.0m Centrifugally cast (spun) , gas and sewage, Grade:FG-150, 125mm DN, Class:LA, A&B, Length:upto and incl 5.5m DN300mm, Class A& B upto and incl Length 5.5m socket and spigot DN 80mm, Class B, upto and incl Length 5.5m socket and spigot, ring 25mmwidth Centrifugally cast (spun) , gas and sewage of sizes 300mm DN, Class LA, Length upto and incl 5.5m Centrifugally cast (spun) , gas and sewage of sizes 80mm DN, Class LA & A both, Length upto and incl 5.5m Class LA, Sizes DN 80,100,150mm, Length 3.66 and 4m Class LA, Sizes DN 100,125,150,200,250mm, Length 5.5m Class LA, Sizes DN 100,150,200mm, Lengt.... [Key Test Methods & Allied Standards]: Test Methods: Metallic materials - Brinell hardness test: Part 1 test method (Fifth Revision). Codes of Practice: Methods for sampling of cast iron pipes and fittings. Components & Materials: SHEET RUBBER JOINTING AND RUBBER INSERTION JOINTING - SPECIFICATION (Third Revision); Cast iron specials for mechanical and push-on flexible joints for pressure pipes for water, gas and sewage - Specification (Second Revision); General requirements for the supply of metallurgical materials (Second Revision); RUBBER SEALS JOINT RINGS FOR WATER SUPPLY DRAINAGE AND SEWERAGE PIPELINES SPECIFICATION FOR MATERIALS ( Third Revision ); Stainless Steel Neti Pot Specification. Related Standards: Dimensional requirements of rubber gaskets for mechanical joints and push - On joints for use with cast iron pipes and fittings for carrying water, gas and sewage (First Revision)
MTD | IS 1110:2023 | Ferrosilicon - Specification (Fifth Revision) | Current | 2023-03-02 | 2023 |  | 05 | MTD 05 - Ferro Alloys |  | Product Specification | Mandatory | 31 | 0 | 13 |  |  | ISO 5445:1980 | Ministry of Consumer Affairs, Food and Public Distribution - Department of Consumer Affairs | https://standards.bis.gov.in/website/standard-details?encryptedId=eyJpdiI6IkRYTWpNSW14bUo1MXZMZHpQL1g3OGc9PSIsInZhbHVlIjoiYmF2WWJwQ3dXa0tyT0QwUVNORzJHQT09IiwibWFjIjoiZTY0MmEwMGQwNDJmMWJmYTdlOWI4N2FmOGExYjc5NDg2OWRmYTBhMGMwNTM1YWM4MDQxMzUwN2Q4MjcyYWQzNSIsInRhZyI6IiJ9 | Current | 0 | Ministry of Consumer Affairs, Food and Public Distribution - Department of Consumer Affairs | Metals, Alloys and Metal Products (including Steel Products) | Ores and sponge iron, ferro alloys and other metallic additions | Ferro Alloys | [Title]: IS 1110:2023 — Ferrosilicon - Specification (Fifth Revision). [Classification]: Under MTD / MTD 05 - Ferro Alloys, categorized under Metals, Alloys and Metal Products (including Steel Products) > Ores and sponge iron, ferro alloys and other metallic additions > Ferro Alloys (Ministry of Consumer Affairs, Food and Public Distribution - Department of Consumer Affairs), Certification: Mandatory, Type: Product Specification. [Covered Varieties & Grades]: Fe Si 73 A 115,Fe Si 65 and Fe Si 48,size designations 1 and 2.; FeSi48; FeSi65Al10; FeSi73Al15; Grade: FeSi78, Size Designation :2 and 0.2 to 10 mm as per cl.8.3; FeSi73A115, Size Designation: 1; Grade FeSi78; FeSi73AI15; FeSi65; FeSi78, No specific Size Designation; Grade Designation FeSi73Al15, Size Designation 1 &2; Grade Designation FeSi65,Size Designation 1&2; Grade Designation: FeSi48, FeSi78, FeSi73Al15, FeSi73Al25 and size designation: (Size Range: 0.001 mm to 3.15 mm.; Grade Designation: FeSi48, FeSi78, FeSi73Al15, FeSi73Al25 and size designation: Size Range: 0.001 mm to 3.15 mm.; Grade designation FeSi73A115 and size designation 1; Grade: FeSi65Al10 and Size designation- 40mm to 150mm .; Grade: FeSi73Al15 and Size designation- 25mm to 70mm; Size Designation 1, Grade Designation FeSi73Al25, FeSi73Al05, FeSi73Al15; Size Designation 2, Grade Designation FeSi73Al25, FeSi73Al05, FeSi73Al15. [Key Test Methods & Allied Standards]: Test Methods: Methods of chemical analysis of ferro - Silicon: Part 1 determination of silicon (Second Revision); Methods of Chemical Analysis of Ferrosilicon Part 2 Determination of Carbon (Second Revision); Methods of chemical analysis of ferrosilicon: Part 4 determination of phosphorus (First Revision); Chemical analysis of ferrosilicon: Part 5 determination of aluminium in ferrosilicon (Aluminnjm 0.05 To 1.75 Percent) (Second Revision); Method of sampling ferro alloys for sieve analysis and size determination. Codes of Practice: Methods for sampling ferro-alloys for determination of chemical composition (First Revision). Components & Materials: General requirements for the supply of metallurgical materials (Second Revision); Test Sieves — Specification Part 1 Wire Cloth Test Sieves ( Fourth Revision ); Test Sieves — Specification Part 2 Perforated Plate Test Sieves ( Fourth Revision ); Test Sieves — Specification Part 3 Methods of Examination of Apertures of Test Sieves ( Fourth Revision )
MTD | IS/ISO 3183:2019 | Petroleum and Natural Gas Industries Steel Pipe for Pipeline Transportation Systems ( Second Revision ) | Current | 2022-10-31 | 2019 |  | 02 | MTD 19 - Steel Tubes, Pipes And Fittings Sectional Committee |  | Product Specification | Voluntary | 15 | 0 | 17 | IS/ISO 3183 : 2012 |  | ISO 3183 : 2019 | Ministry of Steel | https://standards.bis.gov.in/website/standard-details?encryptedId=eyJpdiI6ImVOZjBFdm9zc3FmdmtERHltNTZKVnc9PSIsInZhbHVlIjoiTFpsOHFwNnNMdWxWWFBZb3FTN1V6Zz09IiwibWFjIjoiY2U4NzlkN2UyNDFjZGVmZWJhMmJiMDc3Y2RkMWQ2MmFkOWMxYTIzYWRiZWQ5MTJhY2Q3NGZlZDUwMWE4ZjkxNCIsInRhZyI6IiJ9 | Current | 0 | Ministry of Steel | Metals, Alloys and Metal Products (including Steel Products) | Steel and Steel Castings, Wires, Ropes, Pipes , Tubes and other products | Natural gas pipelines | [Title]: IS/ISO 3183:2019 — Petroleum and Natural Gas Industries Steel Pipe for Pipeline Transportation Systems ( Second Revision ). [Classification]: Under MTD / MTD 19 - Steel Tubes, Pipes And Fittings Sectional Committee, categorized under Metals, Alloys and Metal Products (including Steel Products) > Steel and Steel Castings, Wires, Ropes, Pipes , Tubes and other products > Natural gas pipelines (Ministry of Steel), Certification: Voluntary, Type: Product Specification. [Covered Varieties & Grades]: 1) Process-SMLS, Finish-, Grade PSL 2- L 320N, Delivery Condition-Normalized, For sizes of OD 48.3 mm to 60.3 mm and Thickness 2.1 mm to 12.5 mm and 2) Process-SMLS comma Finish-, Grade PSL 2- L 320N, Delivery Condition-Normalized, For sizes of OD 101.6 mm to 133.0 mm and Thickness 4 mm to 25 mm.; SMLS, , PSL 2- L 320N, Normalized, for the sizes OD 73.0mm to 88.9 mm , Thickness 3.6 mm to 20 mm; ERW, Yst 210, black, plain ends for 150mm NB to 300mm NB upto& Including with limiting thickness 7.9mm , ERW, Black, Plain End, Grade-YSt 210, Size-65 mm NB to upto and including 125 mm NB with limiting thicknass 9.5 mm; , electric welded plain bevelled ends Type: ERW Grade: YsT 210 Nom. size 65 mm NB to 200 mm NB Nom. Thickness 9.5 , plain bevelled ends, 65 to 400 mm NB, grade Yst210, ; ; Name of the product: , Process of manufacture : HFW,?Ends?: Plain and Bevel Ended, Grade : PSL 1 A25 - X 70 and PSL 2 Grade B?to X 70, Delivery Condition : As Rolled, Thermo mechanical Rolled, Size?(Outside diameter and thickness ) : 88.90 mm to 610 mm O.D and Thickness?3.00 mm to 24.00 mm; PSL 1,L210,HFW,Plain End,Outside Diameter 88.9mm upto included 219.1mm; HFW,Plain/Bevel end,Grade(PSL1)- L210 or A,L245 or B comma L290 or X42, L320 or X46, L360 or X52,L390 or X56, L415 or X60, L450 or X65 L485 or X70,Delivery condition-As rolled,Size-OD from 48.3mm to upto and including 406.4mm, Wall Thickness-From 4.0mm to upto and including 10mm.; HFW,Plain/Bevel end,Grade(PSL1)-L245M or BM, L290M or X42M, L320M or X46M, L360M or X52M, L390M or X56M comma L415M or X60M, L450M or X65M and L485M or Xl0M comma Delivery condition-Thermomechanical rolled,Size-OD from 48.3mm to upto and including 406.4mm, Wall Thickness-From 4.0mm to upto and including 10mm.; HFW,Plain/Bevel end,Grade(PSL2)-L245M or BM, L290M or X42M, L320M or X46M, L360M or X52M, L390M or X56M comma L415M or X60M, L450M or X65M and L485M or Xl0M comma Delivery condition- Thermomechanical rolled,Size-OD from 48.3mm to upto and i...
MTD | IS 15756:2022 | Metallic materials - Sheet and strip - Determination of tensile strain hardening exponent | Current | 2022-09-30 | 2022 |  | 01 | MTD 03 - Mechanical Testing Of Metals Sectional Committee |  | Methods of tests |  | 0 | 0 | 8 | IS 15756 : 2007 |  | ISO 10275:2020 |  | https://standards.bis.gov.in/website/standard-details?encryptedId=eyJpdiI6ImRoTmhYdjdXSTF5Vzd3a3ZTck0wZnc9PSIsInZhbHVlIjoiTXY4SitsRm1CWitmUW9KcUpDTDRaUT09IiwibWFjIjoiZWI1MzMyNGQ3ODY5MTM3OWM3MmJmZDAxNWEzZjRlNzM2YzE0NDFhMThiNDIwN2YwYmQzYTJkNTZiZTE5NjcwNSIsInRhZyI6IiJ9 | Current | 0 |  | Metals, Alloys and Metal Products (including Steel Products) | Heat treatment, metallography and testing | Methods of mechanical testing of metals | [Title]: IS 15756:2022 — Metallic materials - Sheet and strip - Determination of tensile strain hardening exponent. [Classification]: Under MTD / MTD 03 - Mechanical Testing Of Metals Sectional Committee, categorized under Metals, Alloys and Metal Products (including Steel Products) > Heat treatment, metallography and testing > Methods of mechanical testing of metals, Type: Methods of tests. [Key Test Methods & Allied Standards]: Test Methods: METALLIC MATERIALS - CALIBRATION AND VERIFICATION OF STATIC UNIAXIAL TESTING MACHINES - PART 1: TENSION/COMPRESSION TESTING MACHINES - CALIBRATION AND VERIFICATION OF THE FORCE-MEASURING SYSTEM; Metallic materials - Tensile testing - Part 1 : Method of test at room temperature ( Fifth Revision); Air Filters for general ventilation Part 3 Determination of the gravimetric efficiency and the air flow resistance versus the mass of test dust captured; Graphical symbols Test methods Part 3 : Method for testing symbol referent association
MTD | IS 11169 (Part 1):2022 | Specification for steels for cold headingcold extrusion applications: Part 1 wrought carbon and low alloy steels | Current | 2022-09-30 | 2022 |  | 02 | MTD 16 - Alloy Steels And Forging Sectional Committee |  | Product Specification | Mandatory | 17 | 0 | 21 | IS 11169 : Part 1 : 1984 |  | 4954:2018 | Ministry of Steel | https://standards.bis.gov.in/website/standard-details?encryptedId=eyJpdiI6IkJxazA5QWs4UVlVV3U1azBsVWVjdWc9PSIsInZhbHVlIjoiS3QvRGVlV2tqSDF1ODFzWTNZZC9Odz09IiwibWFjIjoiN2JiMDFmZWYxMjYxMjA0MGI0NjZhOTkzNDU5MmZjNzI2N2RhZTg3NDhkMDMwOWNhMzAzYzk3OWVkYzJmZDgyMSIsInRhZyI6IiJ9 | Current | 0 | Ministry of Steel | Metals, Alloys and Metal Products (including Steel Products) | Alloy steels and forgings | Alloy steel | [Title]: IS 11169 (Part 1):2022 — Specification for steels for cold headingcold extrusion applications: Part 1 wrought carbon and low alloy steels. [Classification]: Under MTD / MTD 16 - Alloy Steels And Forging Sectional Committee, categorized under Metals, Alloys and Metal Products (including Steel Products) > Alloy steels and forgings > Alloy steel (Ministry of Steel), Certification: Mandatory, Type: Product Specification. [Covered Varieties & Grades]: 1)Grade Designation : Steels not intended for heat treatment (non-, Delivery Condition : + AR, Product Form: Wire Rods (Round) of Nominal Size From 5.5 mm to up to and including 45mm, Bars (Round) of Nominal Size From 17.3 mm to up to and including 65 mm, Any other aspect required as per standard : NA; 2)Grade Designation : Case-, Delivery Condition : + AR, Product Form: Wire Rods (Round) of Nominal Size From 5.5 mm to up to and including 45mm, Bars (Round) of Nominal Size From 17.3 mm to up to and including 65 mm, Any other aspect required as per standard : NA; 3) Grade Designation : Case-, Delivery Condition : + AR, +AC, Product Form: Wire Rods (Round) of Nominal Size From 5.5 mm to up to and including 45mm, Bars (Round) of Nominal Size From 17.3 mm to up to and including 65 mm, Any other aspect required as per standard : including Hardenability requirements; 4) Grade Designation : Steels for quenching and tempering (, Delivery Condition : + AR, +AC, Product Form: Wire Rods (Round) of Nominal Size From 5.5 mm to up to and including 45mm, Bars (Round) of Nominal Size From 17.3 mm to up to and including 65 mm, Any other aspect required as per standard : including Hardenability requirements.; 5) Grade Designation : Steels for quenching and tempering (, Delivery Condition : + AR, +AC, Product Form: Wire Rods (Round) of Nominal Size From 5.5 mm to up to and including 45mm, Bars (Round) of Nominal Size From 17.3 mm to up to and including 65 mm, Any other aspect required as per standard : including Hardenability requirements.; Designation 40Cr4Mo3,,26C10BT,34C14BT,10C4,SIZE 5.50 TO 34.0 mm,in bright drawn condition with or without annealing; Grade Designation ? (i) Steels not intended for heat treatment (Non-, 10C4, (ii) , 20Mn5Cr5, 20NiCrMo2, 15Ni5Cr4Mo1 and (iii) Steels for Quenching and Tempering: (a) Alloy steel - 26C10BT Delivery Condition ? Untreated (as hot-rolled)+AR, +AR+PE, Other (as per order of customer) Product Form ? Wire Rod/Wire/Bar/ Bright Product .... [Key Test Methods & Allied Standards]: Test Methods: Metallic materials - Brinell hardness test: Part 1 test method (Fifth Revision); Metallic materials Vickers hardness test Part 1: Test method (Sixth Revision); Steel products - Macroetch testing, inspection and rating - Specification; Methods for Chemical Analysis of Steels Part 1 Determination of Carbon by Volumetric Method (For Carbon 0.05 to 2.50 Percent) (Fourth Revision); Recommended practice for magnetic particle flaw detection Third Revision; (+7 more). Terminology: Glossary of terms relating to iron and steel: Part 1 general metallurgy, heat treatment and testing (First Revision); Dentistry Vocabulary. Codes of Practice: Recommended practice for eddy current examination by rotating probe method of round steel bars; Code for designation of steels: Part 1 based on letter symbols (First Revision). Safety Standards: Security and resilience Authenticity integrity and trust for products and documents Guidelines to establish and monitor a protection plan and its implementation. Components & Materials: Stainless Steel Neti Pot Specification. Related Standards: Dimensional tolerances for carbon and alloy constructional steel ( First revision )
MTD | IS 3600 (Part 1):2022 | Method of testing fusion welded joints and weld metal in steel Part 1 Destructive tests on welds in metallic materials - Tensile test on cruciform and lapped joints (Third revision of IS 3600 (Part 1)) | Current | 2022-05-10 | 2022 |  | 03 | MTD 11 - Welding General And Its Applications Sectional Committee |  | Methods of tests |  | 0 | 0 | 1 |  |  | ISO 9018 : 2015 |  | https://standards.bis.gov.in/website/standard-details?encryptedId=eyJpdiI6IjRSekNta0Y1c1ZOK1pWcVFkSUJxSVE9PSIsInZhbHVlIjoiL3pSbU9KU0wvaXhjVDNJTUxURDZlQT09IiwibWFjIjoiNmZkMDk3ZTZjNzRkMzYxMDdiNWZhOTQ4NmIzNjY3NGM5MzU5NmJmNjAzZWRkZTVkOTNiMDc0ZDJjYjljMjIxMiIsInRhZyI6IiJ9 | Current | 0 |  | Gases, Gas Cylinders , Machine tools and other mechanical products | Welding Electrodes and Accessories | Test Methods of welding | [Title]: IS 3600 (Part 1):2022 — Method of testing fusion welded joints and weld metal in steel Part 1 Destructive tests on welds in metallic materials - Tensile test on cruciform and lapped joints (Third revision of IS 3600 (Part 1)). [Classification]: Under MTD / MTD 11 - Welding General And Its Applications Sectional Committee, categorized under Gases, Gas Cylinders , Machine tools and other mechanical products > Welding Electrodes and Accessories > Test Methods of welding, Type: Methods of tests. [Key Test Methods & Allied Standards]: Test Methods: Metallic materials - Tensile testing - Part 1 : Method of test at room temperature ( Fifth Revision)
MTD | IS 1993:2018 | Cold - Reduced tinmill products - Electrolytic tinplate (Fifth Revision) | Current | 2018-07-31 | 2018 | 2023 | 05 | MTD 04 - Wrought Steel Products Sectional Committee |  | Product Specification | Mandatory | 3 | 0 | 5 |  |  | ISO 11949 : 2016 | Ministry of Steel | https://standards.bis.gov.in/website/standard-details?encryptedId=eyJpdiI6IlhUYUJXUkExQm1lK3FKUTNxUGozdUE9PSIsInZhbHVlIjoialJHaTJzeXFJamN4UHFGZDV4Sko4QT09IiwibWFjIjoiNmE5MTAyMmMyMzQzNmRmNGRkZGM2MjNlYzVhMzBiODZlNDU4YjgyNDYzZTY3ZDI5Nzg2OGJjOTBiNjQ4ZWIzMiIsInRhZyI6IiJ9 | Current | 0 | Ministry of Steel | Metals, Alloys and Metal Products (including Steel Products) | Steel and Steel Castings, Wires, Ropes, Pipes , Tubes and other products | Cold rolled sheet & plates | [Title]: IS 1993:2018 — Cold - Reduced tinmill products - Electrolytic tinplate (Fifth Revision). [Classification]: Under MTD / MTD 04 - Wrought Steel Products Sectional Committee, categorized under Metals, Alloys and Metal Products (including Steel Products) > Steel and Steel Castings, Wires, Ropes, Pipes , Tubes and other products > Cold rolled sheet & plates (Ministry of Steel), Certification: Mandatory, Type: Product Specification. [Covered Varieties & Grades]: (1) (a) Name of the product: Cold-, T53, T55, T57, T59, T61, T65 (c) Thickness Range: 0.15 mm to 0.60 mm (d) Width range: 600 mm to 1250 mm (e) Mass of tin coating range: 1.0 g/m2 to 11.2 g/m2 (f) Finish: Bright, Fine stone, Stone, Silver, Matt (2) (a) Name of the product: Cold-, T72, T73, T75, T76 (c) Thickness Range: 0.10 mm to 0.40 mm (d) Width range: 600 mm to 1250 mm (e) Mass of tin coating range: 1.0 g/m2 to 11.2 g/m2 (f) Finish: Bright, Fine stone, Stone, Silver, Matt (3) (a) Name of the product: Cold-, TH245, TH260, TH275, TH300, TH330, TH350, TH385, TH400, TH415, TH435, TH450, TH480, TH520, TH550, TH580, TH620, TH650 (c) Thickness Range: 0.10 mm to 0.60 mm (d) Width range: 600 mm to 1250 mm (e) Mass of tin coating range: 1.0 g/m2 to 11.2 g/m2 (f) Finish: Bright, Fine stone, Stone, Silver, Matt; 3. Designations of Single/Double cold reduced tinplate classified on tensile property and requiring Continuous Annealing(CA)= TH385,TH400,TH415,TH435,TH450,TH480,TH520,TH550, Thickness Range= 0.14 -0.40 mm, Width range= 600 -1250 mm, Both equal and differential coating ,Mass of Tin coating 1.0 g / m2 to 11.2 g / m2,Finish= Bright = Fine Stone , Stone , Silver , Matt ,Both Coil and Sheet.; 2. Designations of Double cold-reduced tinplate classified on basis of hardness values(HR30Tm and Continuous annealing )=T71,T72, Thickness Range= 0.14 -0.40 mm, Width range= 600 -1250 mm, Both equal and differential coating ,Mass of Tin coating 1.0 g / m2 to 11.2 g / m2,Finish= Bright = Fine Stone , Stone , Silver , Matt ,Both Coil and Sheet; 1. Designations of Single cold-reduced tinplate classified on basis of hardness values(HR30Tm) Continuous annealing= T49, T53, T55,T57, T59, T61, Thickness Range= 0.17 -0.60 mm, Width range= 600 -1250 mm, Both equal and differential coating ,Mass of Tin coating 1.0 g / m2 to 11.2 g / m2,Finish= Bright = Fine Stone , Stone , Silver , Matt ,Both Coil and Sheet.; a) Name of the product: Cold-, TS230, TS245 comma TS260, TS275, TS290, TS340, TS...
MTD | IS 11513:2017 | Hot rolled carbon steel strip for cold rolling purposes - Specification (Second Revision) | Current | 2017-05-31 | 2017 | 2022 | 02 | MTD 04 - Wrought Steel Products Sectional Committee |  | Product Specification | Mandatory | 16 | 0 | 6 |  |  |  | Ministry of Steel | https://standards.bis.gov.in/website/standard-details?encryptedId=eyJpdiI6InE1Y2dxU0ZNYWs5bnJ5U1hJZ1QxNFE9PSIsInZhbHVlIjoiZ3NreDlHWVRZaElPS1VMa3NzbXlvQT09IiwibWFjIjoiNzU2N2NkYTUyZTA1ZTVmNmYwODhkODM5MDhjNmFhNjFiNzZhMjM5NjU2OWQ2MWE2NDYyMDgxYThlNmE0Y2EyZiIsInRhZyI6IiJ9 | Current | 0 | Ministry of Steel | Metals, Alloys and Metal Products (including Steel Products) | Steel and Steel Castings, Wires, Ropes, Pipes , Tubes and other products | Hot rolled steel sheet & plates | [Title]: IS 11513:2017 — Hot rolled carbon steel strip for cold rolling purposes - Specification (Second Revision). [Classification]: Under MTD / MTD 04 - Wrought Steel Products Sectional Committee, categorized under Metals, Alloys and Metal Products (including Steel Products) > Steel and Steel Castings, Wires, Ropes, Pipes , Tubes and other products > Hot rolled steel sheet & plates (Ministry of Steel), Certification: Mandatory, Type: Product Specification. [Covered Varieties & Grades]: CR11; CR9; CR5; CR15; CR10; CR8; CR12; GRADE: O,D,DD & EDD TYPE : GROUP I REROLLER SIZE : THICKNESS 1.6MM TO 12MM WIDTH 600 TO 1250MM; CR3-DEEP DRAWING QULAITY CR4-EXTRA DEEP DRAWING ALUMINIUM KILLED [NON AGEING] CR0, CR1,CR2, CR3, CR4, CR6, CR7 Thickness 1.2mm to 6.0mm Width 900mm to 1550 mm; Width Range from 80 mm upto and including 900 mm and Thickness range from 1.20 mm upto and including 4.00 mm; Width up to and including 1650 mm; Name of the product: Hot Rolled Carbon Steel Strip for Cold Rolling Purposes, Grades: CR0, CR1, CR2, CR3, CR4 comma CR5, Size: Thickness from 1.2 mm to 4.0 mm and width from 80 mm to 900 mm, Conditions: Fully killed steel with Mill edge; Hot Rolled Carbon Steel Strip for Cold Rolling Purposes, CR8, Sizes: Thickness- from 1.2mm to 8mm and Width- from 80 mm to 1650mm; Grade CR0 , CR1 , CR2 , CR3 , CR4 and CR5, Width of Strips from 20mm up to and including 650 mm, Thickness of Strip from 1.00 mm up to and Including 6.00 mm.; Grade CR8, CR9, CR 10 and CR 11, Thickness- 1.6 mm upto and including 8.0 mm, Width 900 mm upto and including 1540 mm, with addition of microalloying elements.; 8,9,10,11; Hot rolled carbon steel strip, Grade - CR6 and CR 7, Thickness- 1.6 mm to 8.0 mm, Width 900 mm to 1540 mm, with and without microalloying; Hot rolled carbon steel strip for cold rolling purposes "Grade Designation: CR5(IF), Thickness: 1.6mm to 8.0mm, Width:900mm to 1540mm; Grade Designation - CR0 / CR1 / CR2 / CR3 / CR4 / CR5, Width from 900mm up to and Including 1650 mm, Thickness from 1.6mm up to and including 16.00 mm.; Grade Designation - CR6 / CR7, Width from 900mm up to and Including 1650 mm, Thickness from 1.00 mm up to and including 16.00 mm, ; Grades - CR0, CR1, CR2, CR3, CR4, Thickness from 1.6 mm upto and including 8.0 mm, width from 900 mm upto and including 1650 mm.; Grades - CR5, CR6, CR7 and CR 15. Size : Strip Thickness 1.60 mm to 8.00 mm, Width- 900 to 1650 mm; Grades -CR0,CR1,CR2,CR3, Size : Width from 100 mm up to .... [Key Test Methods & Allied Standards]: Test Methods: Methods for Chemical Analysis of Steels Part 1 Determination of Carbon by Volumetric Method (For Carbon 0.05 to 2.50 Percent) (Fourth Revision). Terminology: Glossary of terms relating to iron and steel: Part 4 flat products (Second Revision). Components & Materials: General technical delivery requirements for steel and steel products; Hot-rolled steel sheet products Dimensional and shape tolerances. Related Standards: Steel Plates, Sheets Strips and Flats for Structural and General Engineering Purposes - Dimensions (Second Revision)
MTD | IS 1879:2010 | Malleable cast iron pipe fittings - Specification (Third Revision) | Current | 2010-03-31 | 2010 | 2025 | 03 | MTD 06 - Pig Iron And Cast Iron Sectional Committee |  | Product Specification | Mandatory | 75 | 0 | 2 |  |  |  | Ministry of Steel | https://standards.bis.gov.in/website/standard-details?encryptedId=eyJpdiI6InY3OFNxY1BOMHQ5MWd0c1JZSzZFWUE9PSIsInZhbHVlIjoiZ3hFc2hpb1FLVDNGZ3AxcmZKT1czdz09IiwibWFjIjoiODY0NzQyMzdiZTE1OWRhZGVjOTI4ZjkwZjZmMGJkM2RkZDg0ZWIwZTE4MTE1MTBhZjk5MzkyYjE5NDRjMDQxYiIsInRhZyI6IiJ9 | Current | 0 | Ministry of Steel | Metals, Alloys and Metal Products (including Steel Products) | Foundry and cast iron products | Cast Iron Pipes & fittings | [Title]: IS 1879:2010 — Malleable cast iron pipe fittings - Specification (Third Revision). [Classification]: Under MTD / MTD 06 - Pig Iron And Cast Iron Sectional Committee, categorized under Metals, Alloys and Metal Products (including Steel Products) > Foundry and cast iron products > Cast Iron Pipes & fittings (Ministry of Steel), Certification: Mandatory, Type: Product Specification. [Covered Varieties & Grades]: , Grade: BM 300, (1) Type of Fitting: Equal Elbow A1, Equal Tee B1, Equal Socket M2, Equal Union U1, Equal Nipples N8, Equal Cross C1, Plain Plug T8, Backnuts P4, Side Outlet Tees Za2, Side Outlet Tees Za1, Size Designation: - 1/2 upto and including 2 (2) Type of Fitting: Equal Elbow A1, Equal Tee B1, Equal Socket M2, Equal Union U1, Equal Nipples N8, Plain Plug T8, Backnuts P4, Size Designation: - 2 upto and including 3 (3) Type of Fitting: Equal Elbow A1, Equal Tee B1, Equal Socket M2, Equal Union U1, Equal Nipples N8, Size Designation: - 3 upto and including 4 (4) Type of Fitting: Equal Elbow A1, Equal Tee B1, Equal Socket M2, Equal Union U1, Size Designation: - 4 upto and including 6 (5) Type of Fitting: Reducing Elbow A1, Reducing Socket M2, Size Designation: - 3/4 X 1/2 up to and including 6 X 5, excluding following inlet or oulet size dimensions - 1/8,1/4, 3/8 (6) Type of Fitting: Reducing Tee B1, Size Designation: - 3/4 X 1/2 X 3/4 up to and including 6 X 5 X6, excluding following inlet or oulet size dimensions - 1/8, 1/4, 3/8 (7) Type of Fitting: Nipple N8, Size Designation: - 3/4 X 1/2 up to and including 3 X 2 , excluding following inlet or oulet size dimensions - 1/8,1/4, 3/8 (8) Type of Fitting: Cross C1, Size Designation: - 3/4 X 1/2 X 3/4 X 1/2 up to and including 2 X 1/2 X 2 X 1/2 , excluding following inlet or oulet size dimensions -1/8, 1/4, 3/8 (9) Type of Fitting: Bushing N4 , Size Designation: - 3/4 X 1/2 up to and including 3 X 2 , excluding following inlet or oulet size dimensions - 1/8, 1/4, 3/8Type of Fitting: Equal Elbow A1, Equal Tee B1, Equal Socket M2, Equal Union U1, Equal Nipples N8, Equal Cross C1, Plain Plug T8, Backnuts P4, Side Outlet Tees Za2, Side Outlet Tees Za1, Size Designation: - 1/2 upto and including 2 (2) Type of Fitting: Equal Elbow A1, Equal Tee B1, Equal Socket M2, Equal Union U1, Equal Nipples N8, Plain Plug T8, Backnuts P4, Size Designation: - 2 upto and including 3 (3) Type of Fitting: Equal Elbow A1, Equal Tee B1.... [Key Test Methods & Allied Standards]: Related Standards: Pipe threads where pressure - Tight joints are made on the threads - Dimensions, tolerances and designation (Fourth Revision)
MTD | IS 1897:2008 | Copper strip for electrical purposes - Specification (Third Revision) | Current | 2008-11-30 | 2008 | 2023 | 03 | MTD 08 - Ores And Feed Stock For Copper Industry, Its Metals/ Alloys And Products Sectional Committee |  | Product Specification | Mandatory | 40 | 0 | 10 |  |  |  | Ministry of Commerce and Industry | https://standards.bis.gov.in/website/standard-details?encryptedId=eyJpdiI6IktyVUtRT05wUXVzY2JaRnplK0RBQWc9PSIsInZhbHVlIjoic3Mva3pDSjFjSytqdlpyaWNlNjlaUT09IiwibWFjIjoiOGQ1NDkxYjM2YjhlNjEzNGVlYzM2NjU1YTZlYTEzYjA5MDE3Yjc5MDIyMjgzODY4ZDU5ZGY5M2JmNmJhODVmOCIsInRhZyI6IiJ9 | Current | 0 | Ministry of Commerce and Industry | Metals, Alloys and Metal Products (including Steel Products) | Non ferrous metals and their alloys | Copper | [Title]: IS 1897:2008 — Copper strip for electrical purposes - Specification (Third Revision). [Classification]: Under MTD / MTD 08 - Ores And Feed Stock For Copper Industry, Its Metals/ Alloys And Products Sectional Committee, categorized under Metals, Alloys and Metal Products (including Steel Products) > Non ferrous metals and their alloys > Copper (Ministry of Commerce and Industry), Certification: Mandatory, Type: Product Specification. [Covered Varieties & Grades]: 1) Copper strip for electrical purposes, Condition: HD, Sizes (thickness): Thickness 2.0 mm up to and including 6.0 mm, Without controlled proof resistance 2)Copper strip for electrical purposes, Condition: O, Sizes (Thickness) - 1.0 mm up to and including 1.80 mm, Without controlled proof resistance, 3) Copper strip for electrical purposes, Condition HB, Sizes (thickness): 0.95 mm up to and including 1.80 mm, Without controlled proof resistance; Copper Strip for Electrical Purposes, Condition: Annealed, Size (Thickness): 1.85 mm up to and Including 6.0 mm, Without Controlled Proof Resistance; Copper Strip for Electrical Purposes, Condition: Half Hard (HB), Size (Thickness): 0.5 mm up to and Including 1.80 mm, Without Controlled Proof Resistance; Copper Strip for Electrical Purposes, Condition: Hard (HD), Size (Thickness): 0.5 mm up to and Including 6.0 mm, Without Controlled Proof Resistance; Copper Strip for Electrical Purposes, Condition: Annealed (O), Size (Thickness): from 0.5 mm up to and including 1.80 mm, Without Controlled Proof Resistance; Condition O (Annealed), Thickness: 0.15mm to up to and including 1.8mm, 1.81mm to up to and including 6.0mm, Condition HB (Half Hard), Thickness: 0.15mm to up to and including 1.8mm, 1.81mm to up to and including 6.0mm and Condition HD (Hard), Thickness: 0.15mm to up to and including 6.0mm; Condition O (Annealed), Thickness: 0.16mm to up to and including 01.80mm, 01.81mm to up to and including 06mm, Without controlled proof resistance; Condition HB (Half Hard), Thickness: 0.16mm to up to and including 1.80mm, 1.81mm to up to and including 06mm, Without controlled proof resistance; Condition HD (Hard), Thickness: 0.16mm to up to and including 6.0mm, Without controlled proof resistance; Condition O (Annealed), Thickness: 0.45mm to up to and including 1.8mm, 2.00mm to up to and including 6.0mm; Condition HB (Half Hard), Thickness: 1.00mm to up to and including 1.8mm, 1.82 mm to up to and including 6.0mm; Condition .... [Key Test Methods & Allied Standards]: Test Methods: Metallic materials Bend test; Mechanical testing of metals - Tensile Testing; Methods of Chemical Analysis of Copper (Second Revision). Terminology: Glossary of terms relating to copper and copper alloys: Part 1 materials (Third Revision). Components & Materials: General requirements for the supply of metallurgical materials (Second Revision); Method For Vickers Hardness Test for Metallic Materials; Copper - Specification (Fourth Revision); Copper rods and bars for electrical purposes - Specification (Third Revision). Related Standards: Dimensions and tolerances for wrought copper and copper alloy sheet, strip and foil for general engineering purposes (Second Revision)
MTD | IS 1545:1994 | Solid drawn copper and copper alloy tubes for condensers and heat exchangers - Specification (Third Revision) | Current | 1994-12-31 | 1994 | 2026 | 03 | MTD 08 - Ores And Feed Stock For Copper Industry, Its Metals/ Alloys And Products Sectional Committee |  | Product Specification | Mandatory | 15 | 0 | 6 | IS 2371 |  |  | Ministry of Commerce and Industry | https://standards.bis.gov.in/website/standard-details?encryptedId=eyJpdiI6IlpZWGgwZnQzblVsV2w1TG44enYyRlE9PSIsInZhbHVlIjoiU2VwL281S1Z0ZHFEQmNJQUtxenhzdz09IiwibWFjIjoiZjg0YzQ2OTEzZmEzNzM5ZTdjM2EyMzM3MjU5ZWEwMzk4NGMxOWEzYzlhNzA0ZTIwYmViZDMxNzgxYmM2NzhlMCIsInRhZyI6IiJ9 | Current | 0 | Ministry of Commerce and Industry | Metals, Alloys and Metal Products (including Steel Products) | Non ferrous metals and their alloys | Copper | [Title]: IS 1545:1994 — Solid drawn copper and copper alloy tubes for condensers and heat exchangers - Specification (Third Revision). [Classification]: Under MTD / MTD 08 - Ores And Feed Stock For Copper Industry, Its Metals/ Alloys And Products Sectional Committee, categorized under Metals, Alloys and Metal Products (including Steel Products) > Non ferrous metals and their alloys > Copper (Ministry of Commerce and Industry), Certification: Mandatory, Type: Product Specification. [Covered Varieties & Grades]: 6. Grade- CuZn29Sn1As, CuZn21A12As , Condition - Temper Annealed (TA) , Outside Diameter from 9.50 mm to up to and including 57.20 mm, Wall Thickness from 0.70 mm to up to and including 6.30 mm; 5. Grade- CuNi10Fe1, CuNi30Mn1Fe, Condition - Annealed (O), Outside Diameter from 9.50 mm to up to and including 48.30 mm, Wall Thickness from 0.70 mm to up to and including 3 mm; 4. Grade- CuZn30As, CuZn29Sn1As, CuZn21A12As, Condition - Annealed (O), Outside Diameter from 9.50 mm to up to and including 57.20 mm, Wall Thickness from 0.70 mm to up to and including 6.30 mm; 3. Grade- Cu-DLP , Cu-DHP, Condition Annealed (O), Size- Outside Diameter from 6.35 mm to up to and including 54 mm, Wall Thickness from 0.50 mm to up to and including 4.16 mm; 2. Grade- Cu-DLP , Cu-DHP, Condition Half Hard (HB), Size- Outside Diameter from 6.35 mm to up to and including 54 mm, Wall Thickness from 0.70 mm to up to and including 4.16 mm; 1. Grade- Cu-DLP , Cu-DHP, Condition As Drawn(HD), Size- Outside Diameter from 6.35 mm to up to and including 54 mm, Wall Thickness from 0.60 mm to up to and including 4.16 mm; Copper and copper alloy tubes- CuZn21A12As (Condition -TA) -OD: 9.525mm to 25.4mm and wall thickness: 0.9mm to 2.8mm, Copper and copper alloy tubes- CuNi10Fe1 (Condition -O) -OD: 9.525mm to 30mm and wall thickness: 0.7mm to 2.8mm, Copper and copper alloy tubes- CuNi30Mn1Fe (Condition-O) -OD: 9.525mm to 25.4mm and wall thickness: 1.0mm to 2.8mm, Copper and copper alloy tubes- CuZn29Sn1As (Condition-TA) - OD: 9.525mm to 30mm and wall thickness: 0.7mm to 2.8mm; Grade Cu DLP and Cu DHP, Condition - Annealed (O), Half Hard (HB) and As Drawn (HD), Size- Outside diameter from 5.00 mm to up to and including 75.0 mm, wall thickness from 0.75 mm to up to and including 15 mm; Grade Cu-DLP and Cu-DHP, Condition - Annealed (O), Half Hard (HB) and As Drawn(HD), Size OD 05.00mm up to and including 62.00mm, Wall thickness 0.50mm up to and including 5mm; Grade- CuZn29Sn1As, C.... [Key Test Methods & Allied Standards]: Test Methods: Metallic materials Vickers hardness test Part 1: Test method (Sixth Revision); Method for mercurous nitrate test for copper and copper alloys (First Revision); Metallic materials - Tube - Flattening test (Third Revision); Metallic Materials - Tube - Drift expanding test (Second Revision); Methods of Chemical Analysis of Copper (Second Revision). Components & Materials: General requirements for the supply of metallurgical materials (Second Revision)
MTD | IS 738:1994 | Wrought aluminium alloys, drawn tube for general engineering purposes - Specification (Third Revision) | Current | 1994-04-30 | 1994 | 2026 | 03 | MTD 07 - Ores And Feed Stock For Aluminium Industry, Its Metals/ Alloys And Products Sectional Committee |  | Product Specification |  | 0 | 0 | 9 |  |  |  |  | https://standards.bis.gov.in/website/standard-details?encryptedId=eyJpdiI6IllZL0NFbnNpcS91eFUwZEV4Y0hucGc9PSIsInZhbHVlIjoidWRXdnN2ZmxWcTVtQlJlckZxTER4UT09IiwibWFjIjoiZjRjMjFmOGEzZTI3MjE3YTJmMzFjYTlmZDc5ODYxNjMzODZjNzI2MTczYzZmOWE0OTM5M2YxMTY1YzM1MGEzYyIsInRhZyI6IiJ9 | Current | 0 |  | Metals, Alloys and Metal Products (including Steel Products) | Non ferrous metals and their alloys | Wrought Aluminium & Aluminium alloys | [Title]: IS 738:1994 — Wrought aluminium alloys, drawn tube for general engineering purposes - Specification (Third Revision). [Classification]: Under MTD / MTD 07 - Ores And Feed Stock For Aluminium Industry, Its Metals/ Alloys And Products Sectional Committee, categorized under Metals, Alloys and Metal Products (including Steel Products) > Non ferrous metals and their alloys > Wrought Aluminium & Aluminium alloys, Type: Product Specification. [Key Test Methods & Allied Standards]: Test Methods: Metallic materials - Tube - Flattening test (Third Revision); Methods of chemical analysis of aluminium and its alloys (Revised); Method for tensile testing of aluminium and aluminium alloy tube. Terminology: Glossary of terms relating to aluminium and aluminium alloys: Part 1 unwrought and wrought metals (Second Revision); Glossary of terms relating to aluminium aluminium alloys and: Part 2 plant and operations, thermal treatment, control and testing, finishing. Codes of Practice: Aluminium and its Alloys - Temper Designations (Second Revision). Components & Materials: General condition of delivery and inspection of aluminium and aluminium alloy products. Related Standards: Dimensions for tape splices for 8 mm motion picture film for projector use; Dimensions and tolerances for wrought aluminium and aluminium alloy drawn round tubes (Second Revision)
MTD | IS 6697:1988 | Hot - Dip aluminium coatings on ferrous parts (Other Than Sheet, Strip And Wire) for general purposes - Specification (First Revision) | Current | 1989-05-31 | 1988 | 2026 | 01 | MTD 24 - Corrosion Protection And Finishes Sectional Committee |  | Product Specification |  | 0 | 0 | 6 |  |  |  | Ministry of Commerce and Industry - Department for Promotion of Industry and Internal Trade (DPIIT), Ministry of Micro, Small and Medium Enterprises, Ministry of Ports, Shipping and Waterways, Ministry of Railways, Ministry of Steel | https://standards.bis.gov.in/website/standard-details?encryptedId=eyJpdiI6Imxkb3Q2cW1KT1pPazJNVEhiNTFPYWc9PSIsInZhbHVlIjoiQkN5WmJBQ2VwTG81MnVTNTBBYlNSZz09IiwibWFjIjoiYzI3YmI0MGUyZjU1NjFhNDAwMTExNWI0NDA3MzA2Zjg1Mjg1OGY3YTMyY2UwYTNmMzMyNGI4ZTM2NTZmZWE2MiIsInRhZyI6IiJ9 | Current | 0 | Ministry of Commerce and Industry - Department for Promotion of Industry and Internal Trade (DPIIT), Ministry of Micro, Small and Medium Enterprises, Ministry of Ports, Shipping and Waterways, Ministry of Railways, Ministry of Steel | Metals, Alloys and Metal Products (including Steel Products) | Anti-corrosion products | Code of Practice & Glossary on corrosion protection | [Title]: IS 6697:1988 — Hot - Dip aluminium coatings on ferrous parts (Other Than Sheet, Strip And Wire) for general purposes - Specification (First Revision). [Classification]: Under MTD / MTD 24 - Corrosion Protection And Finishes Sectional Committee, categorized under Metals, Alloys and Metal Products (including Steel Products) > Anti-corrosion products > Code of Practice & Glossary on corrosion protection (Ministry of Commerce and Industry - Department for Promotion of Industry and Internal Trade (DPIIT), Ministry of Micro, Small and Medium Enterprises, Ministry of Ports, Shipping and Waterways, Ministry of Railways, Ministry of Steel), Type: Product Specification. [Key Test Methods & Allied Standards]: Test Methods: Measurement of coating thickness by eddy current method (First Revision). Codes of Practice: Method for determination of mass of aluminium coating on hot-dip aluminized iron or steel articles; Code of practice for hot-dip aluminizing of iron and steel (First Revision). Components & Materials: General requirements for the supply of metallurgical materials (Second Revision); Specification for primary aluminium ingots for remelting for general engineering purposes (Second Revision); Aluminium and Aluminium Alloys Ingots for Remelting and Castings for General Engineering Purposes — Specification (Fourth Revision)
MTD | IS 2768:1982 | Specification for copper alloy strip for bullet envelope (First Revision) | Current | 1982-10-31 | 1982 | 2026 | 01 | MTD 08 - Ores And Feed Stock For Copper Industry, Its Metals/ Alloys And Products Sectional Committee |  | Product Specification |  | 0 | 0 | 0 |  |  |  | Ministry of Commerce and Industry - Department for Promotion of Industry and Internal Trade (DPIIT), Ministry of Mines | https://standards.bis.gov.in/website/standard-details?encryptedId=eyJpdiI6IktNZzh5UjFhakZiS1h6OVVKdG9TVlE9PSIsInZhbHVlIjoiamV0L3cwL3JGMmNBaVpsMGxYRi9kUT09IiwibWFjIjoiMjRkYTRjODcxYmE1MWY1N2RhNjEyY2MyYzEwYzNjOTM5NjRmNzE5ZjVkM2M5N2EwNWU2MDhhYTM3MDRjZjg5NiIsInRhZyI6IiJ9 | Current | 0 | Ministry of Commerce and Industry - Department for Promotion of Industry and Internal Trade (DPIIT), Ministry of Mines | Metals, Alloys and Metal Products (including Steel Products) | Non ferrous metals and their alloys | Code, Dimensions of copper and its alloys | [Title]: IS 2768:1982 — Specification for copper alloy strip for bullet envelope (First Revision). [Classification]: Under MTD / MTD 08 - Ores And Feed Stock For Copper Industry, Its Metals/ Alloys And Products Sectional Committee, categorized under Metals, Alloys and Metal Products (including Steel Products) > Non ferrous metals and their alloys > Code, Dimensions of copper and its alloys (Ministry of Commerce and Industry - Department for Promotion of Industry and Internal Trade (DPIIT), Ministry of Mines), Type: Product Specification
MTD | IS 3167:1982 | Specification for cap copper alloy strip (First Revision) | Current | 1982-10-31 | 1982 | 2026 | 01 | MTD 08 - Ores And Feed Stock For Copper Industry, Its Metals/ Alloys And Products Sectional Committee |  | Product Specification |  | 0 | 0 | 0 |  |  |  | Ministry of Commerce and Industry - Department for Promotion of Industry and Internal Trade (DPIIT), Ministry of Mines | https://standards.bis.gov.in/website/standard-details?encryptedId=eyJpdiI6ImQ4L2JYOXJqV2Nha1FwY2poRzBrNHc9PSIsInZhbHVlIjoia2RHUy9Rdmd5RWlYaldud2hGQVJEQT09IiwibWFjIjoiYjQwYmEzZmM1M2NjYmExZmJmZTI4MDdjYmEzODFhZGI0OTBjYjUwMjEzMGEwMzVhMTlhZmI2M2Y5ZWRlMGJhMSIsInRhZyI6IiJ9 | Current | 0 | Ministry of Commerce and Industry - Department for Promotion of Industry and Internal Trade (DPIIT), Ministry of Mines | Metals, Alloys and Metal Products (including Steel Products) | Non ferrous metals and their alloys | Copper | [Title]: IS 3167:1982 — Specification for cap copper alloy strip (First Revision). [Classification]: Under MTD / MTD 08 - Ores And Feed Stock For Copper Industry, Its Metals/ Alloys And Products Sectional Committee, categorized under Metals, Alloys and Metal Products (including Steel Products) > Non ferrous metals and their alloys > Copper (Ministry of Commerce and Industry - Department for Promotion of Industry and Internal Trade (DPIIT), Ministry of Mines), Type: Product Specification
MTD | IS 202:1981 | Specification for aluminium casting alloy ingots and castings for aircraft purposes (Third Revision) | Current | 1982-09-30 | 1981 | 2022 | 03 | MTD 07 - Ores And Feed Stock For Aluminium Industry, Its Metals/ Alloys And Products Sectional Committee |  | Product Specification |  | 0 | 0 | 0 |  |  |  | Ministry of Mines | https://standards.bis.gov.in/website/standard-details?encryptedId=eyJpdiI6Inp5WWEwdTAxUlNxWkVOQkdVajZiSVE9PSIsInZhbHVlIjoiNERIVkgrOEdERVQyS3BRR2dLUHhjZz09IiwibWFjIjoiZWI5MzFlYWM0NDgxMGQ3NTBiMzI3N2FkNTY4OWY5NTFkMzBkNGVkODU0MzY0ZjM0ZDBhMjk1NWE2NDFhOGU0NyIsInRhZyI6IiJ9 | Current | 0 | Ministry of Mines | Metals, Alloys and Metal Products (including Steel Products) | Non ferrous metals and their alloys | Wrought Aluminium & Aluminium alloys | [Title]: IS 202:1981 — Specification for aluminium casting alloy ingots and castings for aircraft purposes (Third Revision). [Classification]: Under MTD / MTD 07 - Ores And Feed Stock For Aluminium Industry, Its Metals/ Alloys And Products Sectional Committee, categorized under Metals, Alloys and Metal Products (including Steel Products) > Non ferrous metals and their alloys > Wrought Aluminium & Aluminium alloys (Ministry of Mines), Type: Product Specification
MTD | IS 410:1977 | Specification for cold rolled brass sheet, strip and foil (Third Revision) | Current | 1978-03-31 | 1977 | 2026 | 03 | MTD 08 - Ores And Feed Stock For Copper Industry, Its Metals/ Alloys And Products Sectional Committee |  | Product Specification | Voluntary | 5 | 0 | 0 |  |  |  | Ministry of Commerce and Industry - Department for Promotion of Industry and Internal Trade (DPIIT), Ministry of Mines | https://standards.bis.gov.in/website/standard-details?encryptedId=eyJpdiI6ImQ1bWhha2JnTHA4UGRDQWdwYWgyQ3c9PSIsInZhbHVlIjoibEk4UTNaSmdrOVhpK0Y4bWhsZ0FBUT09IiwibWFjIjoiYmI2OWRkNDBmMjAxMzk1M2JjYjI1NmJkNGM5NTUxYThiMjM5MjM5ZTVmNmU1MjFkMWMxM2JjNzQyZmIxMDVkMyIsInRhZyI6IiJ9 | Current | 0 | Ministry of Commerce and Industry - Department for Promotion of Industry and Internal Trade (DPIIT), Ministry of Mines | Metals, Alloys and Metal Products (including Steel Products) | Non ferrous metals and their alloys | Brass | [Title]: IS 410:1977 — Specification for cold rolled brass sheet, strip and foil (Third Revision). [Classification]: Under MTD / MTD 08 - Ores And Feed Stock For Copper Industry, Its Metals/ Alloys And Products Sectional Committee, categorized under Metals, Alloys and Metal Products (including Steel Products) > Non ferrous metals and their alloys > Brass (Ministry of Commerce and Industry - Department for Promotion of Industry and Internal Trade (DPIIT), Ministry of Mines), Certification: Voluntary, Type: Product Specification. [Covered Varieties & Grades]: , Without optional requirement, Use : , Alloy Designation: CuZn40, Condition of Supply/Temper : HD, Form : Sheet and strip, Size Thickness: From 0.16 mm upto and including 3.75 mm, Width: From 300 mm upto and including 375 mm, Length (in case of Sheets only) : From 356 mm upto and including 1829 mm.; , Without optional requirement, Use : , Alloy Designation: CuZn37, Condition of Supply/Temper : HB, Form : Sheet and strip, Size Thickness: From 0.16 mm upto and including 3.75 mm, Width: From 300 mm upto and including 375 mm, Length (in case of Sheets only) : From 356 mm upto and including 1829 mm; Cold Rolled Brass Strip of thickness-Over 0.16 mm upto and including 10 mm, Width - From 8 mm upto and including 1400 mm,Alloy Designation- CuZn40,Use-, Condition of Supply/Temper-O,HB and HD; Cold Rolled Brass Sheet of thickness-Over 0.16 mm upto and including 10 mm, Width-over 300 mm upto and including 1400 mm,Length-Over 300 mm upto and including 5000 mm,Alloy Designation-CuZn30,CuZn37, Use-, Condition of Supply/Temper-O,HB,HA and HD.; Cold Rolled Brass Strips, Use: , Alloy Designation, Temper and Sizes (in mm): (v) CuZn37, HB, Thickness: 0.70 to 10 mm, Thickness: 4 to 1000 mm
MTD | IS 12783:2026 | HARDMETALS- VICKERS HARDNESS TEST ( First Revision ) | Current | 2026-03-05 | 2026 |  | 01 | MTD 25 - Powder Metallurgical Materials And Products Sectional Committee | 77.160 | Product Specification |  | 0 | 0 | 0 | IS 12783:1989 |  |  | Ministry of Steel | https://standards.bis.gov.in/website/standard-details?encryptedId=eyJpdiI6InMwVGtiaEsxOEJmQSsvVzBrYmk2aWc9PSIsInZhbHVlIjoiNlhBb2ExTzY4NW4yby8xUHR2dm5RQT09IiwibWFjIjoiNmYxYTRmOTMzZTM5MzM3ZDYzY2RlNjYzNmM5NGRhODVkZGJkOTc5ODllZjc3M2JjOTA5NDg0MTIyNzJkZDg0NCIsInRhZyI6IiJ9 | Current | 0 | Ministry of Steel | Metals, Alloys and Metal Products (including Steel Products) | Powder metallurgy products | Powder metal products | [Title]: IS 12783:2026 — HARDMETALS- VICKERS HARDNESS TEST ( First Revision ). [Classification]: Under MTD / MTD 25 - Powder Metallurgical Materials And Products Sectional Committee, categorized under Metals, Alloys and Metal Products (including Steel Products) > Powder metallurgy products > Powder metal products (Ministry of Steel), Type: Product Specification
MTD | IS 9839:2026 | Chromate conversion coating on zinc and cadmium coated articles and zinc base alloys - Specification (First Revision) | Current | 2026-01-12 | 2026 |  | 01 | MTD 24 - Corrosion Protection And Finishes Sectional Committee | 25.220.20 | Product Specification |  | 0 | 0 | 0 | IS 1340:1977,IS 9839:1981 |  |  | Ministry of Steel | https://standards.bis.gov.in/website/standard-details?encryptedId=eyJpdiI6IjRodXB4NWdtZk9paFM2a3Z3M1FjZlE9PSIsInZhbHVlIjoiRW44Y0ZScWl0NDVsanJsYXZ1b1lpdz09IiwibWFjIjoiMzcxOGI0N2UwMzQ4Yjc5NWNiMmU5ZTE1ZGZmNGI4ZTQ2ZTQ2YjI1OTQ3NDI4M2QzMzBlODJlMDIxMWNkZTUxNCIsInRhZyI6IiJ9 | Current | 0 | Ministry of Steel | Metals, Alloys and Metal Products (including Steel Products) | Anti-corrosion products | Code of Practice & Glossary on corrosion protection | [Title]: IS 9839:2026 — Chromate conversion coating on zinc and cadmium coated articles and zinc base alloys - Specification (First Revision). [Classification]: Under MTD / MTD 24 - Corrosion Protection And Finishes Sectional Committee, categorized under Metals, Alloys and Metal Products (including Steel Products) > Anti-corrosion products > Code of Practice & Glossary on corrosion protection (Ministry of Steel), Type: Product Specification
MTD | IS 1170:2026 | Ferrochromium - Specification Third Revision | Current | 2026-01-05 | 2026 |  | 03 | MTD 05 - Ferro Alloys | 77.100 | Product Specification | Mandatory | 27 | 0 | 0 | IS 1170:1992 |  |  | Ministry of Steel | https://standards.bis.gov.in/website/standard-details?encryptedId=eyJpdiI6ImxpUXNGYkRRdUhvL0dwZzJUY2IvdHc9PSIsInZhbHVlIjoiUCs3Wm9BajBWSzJVTVh6d1NTSUlvdz09IiwibWFjIjoiM2ViMjlmODEyZjEwOTQ0MTU5MGNhZDlkNDk1NWMwNWZkYmQwYTMwOWRlOTIwZjQ2ZTdlZjE1YjkyZGUxOTljZCIsInRhZyI6IiJ9 | Current | 0 | Ministry of Steel | Metals, Alloys and Metal Products (including Steel Products) | Ores and sponge iron, ferro alloys and other metallic additions | Ferro Alloys | [Title]: IS 1170:2026 — Ferrochromium - Specification Third Revision. [Classification]: Under MTD / MTD 05 - Ferro Alloys, categorized under Metals, Alloys and Metal Products (including Steel Products) > Ores and sponge iron, ferro alloys and other metallic additions > Ferro Alloys (Ministry of Steel), Certification: Mandatory, Type: Product Specification. [Covered Varieties & Grades]: Ferrochromium, Grade No-1, 7 Fe Cr65, Size Designation:-2; Ferrochromium, Grade No-2, 5 Fe Cr65, Size Designation:-2; Ferrochromium, Grade No-3, 7 Fe Cr58, Size Designation:-2; Ferrochromium, Grade No-4, 5 Fe Cr58, Size Designation:- 2; Grade No-1, Grade Designation-7FeCr65 Size Designation 2; Name of the Product-Ferrochromium (i) Type- Medium Carbon Ferrochromium, Grade No 5, Grade Designation: 15FeCr55, 3FeCr55, Size designation = 1 and 2, (ii) Type- Medium Carbon Ferrochromium, Grade No 6, Grade Designation: 15FeCr64, 3FeCr64, Size designation = 1 and 2, (iii) Type- Medium Carbon Ferrochromium, Grade No 7, Grade Designation: 15FeCr71, 3FeCr71, Size designation = 1 and 2, (iv) Type- High Carbon Ferrochromium Grade No 1, Grade Designation: 7FeCr65, Size designation = 1 and 2.; Name of the Product: Ferrochromium. Grade Designation:FeCr60C1 FeCr70C1 FeCr60C2 FeCr70C2 FeCr60C5 FeCr70C5. Size Designation:I (Above 10mm upto & including 125mm); Product-Ferrochromium 1- Type- Low Carbon Ferrochromium Grade No 8, Grade Designation: 008FeCr55, 03FeCr55, 08FeCr55 Size designation = 1, 2 2- Type- Low Carbon Ferrochromium Grade No 9, Grade Designation: 002FeCr64, 004FeCr64, 008FeCr64. 03FeCr64, 08FeCr64 Size designation = 1, 2 3- Type- Low Carbon Ferrochromium Grade No 10, Grade Designation: 002FeCr71, 004FeCr71, 008FeCr71, 03FeCr71, 08FeCr71 Size designation = 1, 2 4- Type- Low Carbon Ferrochromium Grade No 11, Grade Designation:008FeCr64Si4 Size designation = 1, 2 5- Type- Low Carbon Ferrochromium Grade No 12, Grade Designation: 008FeCr71Si4 Size designation = 1, 2; Product-Ferrochromium 1- Type- Medium Carbon Ferrochromium Grade No 5, Grade Designation: 15FeCr55, 3FeCr55 Size designation = 1, 2 2- Type- Medium Carbon Ferrochromium Grade No 6, Grade Designation: 15FeCr64, 3FeCr64 Size designation = 1, 2 3- Type- Medium Carbon Ferrochromium Grade No 7, Grade Designation: 15FeCr71, 3FeCr71 Size designation = 1, 2; Ferrochromium, Type- (i) High Carbo...
MTD | IS 4454 (Part 2):2025 | Steel wire for mechanical springs - Specification : Part 2 oil hardened and tempered steel wire | Current | 2025-12-10 | 2025 |  | 03 | MTD 04 - Wrought Steel Products Sectional Committee | 21.160, 77.140.25 | Product Specification | Mandatory | 2 | 0 | 0 | IS 4454 (Part 2):2001 |  |  | Ministry of Steel | https://standards.bis.gov.in/website/standard-details?encryptedId=eyJpdiI6Ing1ZzJoOFZHeVJ6dWtxSnVVYTJpMFE9PSIsInZhbHVlIjoia2ZLRmluNEZGNS9SUEZOQ3k1Ky9Vdz09IiwibWFjIjoiN2YyZDViZmZiM2Q1ODAxZTQ1NzBiOGM2OGM3N2IwNWEzYjk2YTgwOWYzMDkyN2U1YjgyN2QzM2YxYzkzOThlNiIsInRhZyI6IiJ9 | Current | 0 | Ministry of Steel | Metals, Alloys and Metal Products (including Steel Products) | Steel and Steel Castings, Wires, Ropes, Pipes , Tubes and other products | Wires & galvanized sheets | [Title]: IS 4454 (Part 2):2025 — Steel wire for mechanical springs - Specification : Part 2 oil hardened and tempered steel wire. [Classification]: Under MTD / MTD 04 - Wrought Steel Products Sectional Committee, categorized under Metals, Alloys and Metal Products (including Steel Products) > Steel and Steel Castings, Wires, Ropes, Pipes , Tubes and other products > Wires & galvanized sheets (Ministry of Steel), Certification: Mandatory, Type: Product Specification. [Covered Varieties & Grades]: Grade TDSiCr,?Sizes 5 mm upto and including 10 mm; Grade VDSiCr, Sizes 5 mm upto and?including 10 mm; Grade FDSiCr, Sizes 5 mm upto and including 17 mm; Grade- VDSiCr, Sizes- 1.30 mm upto and including 9.00 mm Nominal Diameter; Grade- TDSiCr, Sizes- 1.30 mm to 10.00 mm; Grade- FDSiCr, Sizes- 1.30 mm to 12.50 mm; Grade -FDC, Sizes 1.30 mm upto and including 12.50 mm; Grade- VDSiCr, TDSiCr, FDSiCr Sizes- 1.00 mm upto and including 1.29 mm; Grade- VDSiCrV,TDSiCrV,FDSiCrV Size round wire from 0.70 mm upto and including 10.00 mm Nominal Diameter
MTD | IS 440:2025 | Methods of Chemical Analysis of Copper (Second Revision) | Current | 2025-07-14 | 2025 |  | 02 | MTD 34 - Methods Of Chemical Analysis Of Metals Sectional Committee |  | Methods of tests |  | 0 | 0 | 7 | IS 440 : 1964 |  |  |  | https://standards.bis.gov.in/website/standard-details?encryptedId=eyJpdiI6IjFPQ1hmUWh2eDh2SXltbmVYTGlRQUE9PSIsInZhbHVlIjoiU0pUVmZMdjB2L21OS2lybXR0TmhUUT09IiwibWFjIjoiYzY4ZDM1YjRlNDRhN2E0NzZhOTFjNzc3Njc2OGNlM2JmMDVmZDU4NzJiN2I3YTUyYjk5MjYyN2ZjYjFjMmQzNyIsInRhZyI6IiJ9 | Current | 0 |  | Metals, Alloys and Metal Products (including Steel Products) | Heat treatment, metallography and testing | Methods for Chemical analysis of Ferrous materials | [Title]: IS 440:2025 — Methods of Chemical Analysis of Copper (Second Revision). [Classification]: Under MTD / MTD 34 - Methods Of Chemical Analysis Of Metals Sectional Committee, categorized under Metals, Alloys and Metal Products (including Steel Products) > Heat treatment, metallography and testing > Methods for Chemical analysis of Ferrous materials, Type: Methods of tests. [Key Test Methods & Allied Standards]: Codes of Practice: Methods of sampling non - Ferrous metals for chemical analysis. Safety Standards: Ships and Marine Technology Cyber Safety. Components & Materials: Copper - Specification (Fourth Revision); Nitric acid - Specification (Third Revision); Sulphuric Acid - Specification (Fifth Revision); Rectified spirit for industrial use - Specification (Second Revision); Connectors for frequencies below 3 MHz for use with printed boards Part 4: Two-part connectors for printed boards having contacts spaced at 1.91 mm ( 0.075 in )centres and staggered terminations at that same spacing
MTD | IS 17111:2025 | HEAT-TREATABLE STEELS, ALLOY STEELS AND FREE-CUTTING STEELS - BALL AND ROLLER BEARING STEELS ( First Revision ) | Current | 2025-07-07 | 2025 |  | 01 | MTD 16 - Alloy Steels And Forging Sectional Committee |  | Product Specification | Mandatory | 18 | 0 | 12 | IS 17111 : 2019, IS 4398 : 1994 |  | ISO 683-17:2023 | Ministry of Steel | https://standards.bis.gov.in/website/standard-details?encryptedId=eyJpdiI6IlQ1a00rdnQ4QlhXeEtheERDc1hEU3c9PSIsInZhbHVlIjoiaXk0Z283UlRGWVdnZ3lCZkRHWXFCUT09IiwibWFjIjoiZDQ2NjkxNTkyYzQ5NTc4Njk3ZGM4Y2Y2MzI0MjY4MGIzYWQwNDRmMjgyYTJkNWE4NzEyNWQ0ZWM5NGM1YWE2ZCIsInRhZyI6IiJ9 | Current | 0 | Ministry of Steel | Metals, Alloys and Metal Products (including Steel Products) | Alloy steels and forgings | Alloy steel | [Title]: IS 17111:2025 — HEAT-TREATABLE STEELS, ALLOY STEELS AND FREE-CUTTING STEELS - BALL AND ROLLER BEARING STEELS ( First Revision ). [Classification]: Under MTD / MTD 16 - Alloy Steels And Forging Sectional Committee, categorized under Metals, Alloys and Metal Products (including Steel Products) > Alloy steels and forgings > Alloy steel (Ministry of Steel), Certification: Mandatory, Type: Product Specification. [Covered Varieties & Grades]: Grades/Designation: 100Cr6 (Through-hardening bearing steel) Surface Condition: As-hot-worked Heat Treatment Condition: Untreated Form and Size: Billets - upto and including 300 mm Optional requirement: None; Grades/Designation: C56E2 (Induction-hardening bearing steel) Surface Condition: As-hot-worked Heat Treatment Condition: Untreated Form and Size: Billets - upto and including 300 mm Optional requirement: None; Heat-, , Steel Grades /Designation: 1) , 100CrMnSi4-4, 100CrMnSi6-4, 100CrMnSi6-6, 100CrMo7, 100CrMo7-3, 100CrMo7-4, 100CrMnMoSi8-4-6,2)Case Hardening Bearing Steel : 20Cr3, 20Cr4, 20MnCr42, 17MnCr5, 19MnCr5, 15CrMo4, 20CrMo4, 20MnCrMo4-2, 20MnNiCrMo3-2, 20NiCrMo7, 18CrNiMo7-6, 18NiCrMo14-6, 16NiCrMo16-5,3) C56E2, 56Mn4, 70Mn4, 43CrMo4, Surface Condition: As-hot-worked, Machined, Peeled/turned, Ground, Heat treatment condition: Untreated, Treated for Cold Shearability, Soft Annealed/Solution Annealed, Treated to Hardness Range, Annealed to achieve spheroidized carbides, Annealed to achieve spheriodized carbides and Cold worked, Isothermally treated to Ferrite pearlite structure and Hardness Range, Stress Relieved, Other treatment conditions e.g Quenched and tempered condition may be agreed at the time of enquiry and order, Form and Size: Round Bars: 20 mm up to and including 420 mm, Square Bars: 50mm upto and including 450 mm Slabs : Thickness 65 mm up to including 300 mm and Width 150 mm upto including 450 mm, Options/Supplementary or Special Requirements Special surface quality, Hardenability (+H), (As per Cl 5.2); Heat-, , 100CrMnSi4-4, 100CrMnSi6-4, 100CrMnSi6-6, 100CrMo7, 100CrMo7-3, 100CrMo7-4, 100CrMnMoSi8-4-6 with Surface Condition - As-hot-worked, Peeled/turned, Ground, Cold drawn, Heat treatment condition- +AC, +AC+C; Form and Size- Round Bar : 20 mm to 95 mm dia.; Name of the product-, , Steel Grades/Designation-18CRNiMo7-6, Surface Condition-As-hot-worked, Heat Treatment Condition- +TH, Form and Size-Round bars: - 60 mm to 200 mm, Round cor.... [Key Test Methods & Allied Standards]: Test Methods: Metallic materials - Brinell hardness test: Part 1 test method (Fifth Revision); Steel and Steel Products — Location and Preparation of Samples and Test Pieces for Mechanical Testing ( Third Revision ); Macroscopic methods for determination of non-metallic inclusion content in wrought steels (Second Revision); Steel and Iron - Sampling and preparation of samples for the determination of chemical composition (First Revision); Metallic materials Rockwell hardness testPart 1: Test method (Sixth Revision); (+2 more). Terminology: Dentistry Vocabulary. Components & Materials: Information technology Open Connectivity Foundation OCF Specification Part 5: OCF device specification. Related Standards: Classification of steels (First Revision)
MTD | IS 1586 (Part 1):2025 | Metallic materials Rockwell hardness testPart 1: Test method (Sixth Revision) | Current | 2025-06-27 | 2025 |  | 06 | MTD 03 - Mechanical Testing Of Metals Sectional Committee |  | Methods of tests |  | 0 | 0 | 4 | IS 1586 : Part 1 : 2018 |  | ISO 6508-1 : 2023 | Ministry of Steel | https://standards.bis.gov.in/website/standard-details?encryptedId=eyJpdiI6ImxYM3IvU3NSa1hvbHlqbjEvRXFZU0E9PSIsInZhbHVlIjoiQjJIU0VQYVFrMCtaZjFyZjBqZTMwZz09IiwibWFjIjoiNWRjZDRiZjVjN2I0ZTI3YWNkMTMxNjdhOGRmMWZlNGQyOGQ3OGYwNjVkNDIzZTllMzdkYTFhMmU2ZmFlZGQwZCIsInRhZyI6IiJ9 | Current | 0 | Ministry of Steel | Metals, Alloys and Metal Products (including Steel Products) | Heat treatment, metallography and testing | Methods of mechanical testing of metals | [Title]: IS 1586 (Part 1):2025 — Metallic materials Rockwell hardness testPart 1: Test method (Sixth Revision). [Classification]: Under MTD / MTD 03 - Mechanical Testing Of Metals Sectional Committee, categorized under Metals, Alloys and Metal Products (including Steel Products) > Heat treatment, metallography and testing > Methods of mechanical testing of metals (Ministry of Steel), Type: Methods of tests. [Key Test Methods & Allied Standards]: Test Methods: Textile floor coverings - Methods for determination of mass. Components & Materials: Aluminium Composite Panel - Specification Amendment - 2
MTD | IS 4027 (Part 6):2025 | Methods for Chemical Analysis of Bronzes Part 6 Determination of Zinc by Complexometric EDTA Method (Second Revision) | Current | 2025-06-27 | 2025 |  | 02 | MTD 34 - Methods Of Chemical Analysis Of Metals Sectional Committee |  | Methods of tests |  | 0 | 0 | 3 | IS 4027 : Part 6 : 1987 |  |  |  | https://standards.bis.gov.in/website/standard-details?encryptedId=eyJpdiI6IkdjUG1DWUxwdi92Tjl2UXNTMnlxZ2c9PSIsInZhbHVlIjoiY3JsUlpJRjVTZGxWU1ZIMjZxOGRMdz09IiwibWFjIjoiYTE1NzM5MmQ1NjA1ZTA2ZDUyMTk1YWRjMDk3MTYxZTAxYmM0OTdiZTZhZWQ4MjA0YTQyMmE0NDBiOTViM2I3MSIsInRhZyI6IiJ9 | Current | 0 |  | Metals, Alloys and Metal Products (including Steel Products) | Non ferrous metals and their alloys | Bronze | [Title]: IS 4027 (Part 6):2025 — Methods for Chemical Analysis of Bronzes Part 6 Determination of Zinc by Complexometric EDTA Method (Second Revision). [Classification]: Under MTD / MTD 34 - Methods Of Chemical Analysis Of Metals Sectional Committee, categorized under Metals, Alloys and Metal Products (including Steel Products) > Non ferrous metals and their alloys > Bronze, Type: Methods of tests. [Key Test Methods & Allied Standards]: Test Methods: Methods for Chemical Analysis of Bronzes Part 1 Determination of Copper and Lead by Electrolytic Method (Second Revision). Codes of Practice: Methods of sampling non - Ferrous metals for chemical analysis. Safety Standards: Ships and Marine Technology Cyber Safety
MTD | IS 14712:2025 | Wrought Aluminium and Its Alloys ? Chequered/Tread Sheets for General Engineering Purposes ? Specification (First Revision) | Current | 2025-06-13 | 2025 |  | 01 | MTD 07 - Ores And Feed Stock For Aluminium Industry, Its Metals/ Alloys And Products Sectional Committee |  | Product Specification | Voluntary | 2 | 0 | 10 | IS 14712 : 1999 |  |  |  | https://standards.bis.gov.in/website/standard-details?encryptedId=eyJpdiI6IjZveVJWOGhaZ1c1QWc3OEU4N1F0QUE9PSIsInZhbHVlIjoiRE80allHMERLWFh5MHVDdkVlWWpUQT09IiwibWFjIjoiNzEzNWU2NjVlMjcxNWM0OTNjZTU0ODZkMDFlYzVmZGZkMTJhNWJiMjAyYjk2MjlhYTg3MGJhMDRjMTczNzdhNCIsInRhZyI6IiJ9 | Current | 0 |  | Metals, Alloys and Metal Products (including Steel Products) | Non ferrous metals and their alloys | Wrought Aluminium & Aluminium alloys | [Title]: IS 14712:2025 — Wrought Aluminium and Its Alloys ? Chequered/Tread Sheets for General Engineering Purposes ? Specification (First Revision). [Classification]: Under MTD / MTD 07 - Ores And Feed Stock For Aluminium Industry, Its Metals/ Alloys And Products Sectional Committee, categorized under Metals, Alloys and Metal Products (including Steel Products) > Non ferrous metals and their alloys > Wrought Aluminium & Aluminium alloys, Certification: Voluntary, Type: Product Specification. [Covered Varieties & Grades]: Designation : 31500B; Condition (Temper Designation) : H14;Pattern : Diamond and Five Bar; Size : Base Thickness : From 0.80 mm toup to and including 3.50 mm, Width : From 600 mm to up to and including1550 mm, Length : From 500 mm to up to and including 6500 mm.; Designation : 51300; Condition (Temper Designation) : H14; Pattern : Diamond and Five Bar; Size : Base Thickness : From 0.50 mm to up to and including 3.50 mm, Width : From 600 mm to up to and including 1550 mm, Length : From 500 mm to up to and including 6500 mm.; Designation : 51300; Condition (Temper Designation) : H16; Pattern : Diamond and Five Bar; Size : Base Thickness : From 0.50 mm to up to and including 3.50 mm, Width : From 600 mm to up to and including 1550 mm, Length : From 500 mm to up to and including 6500 mm.; Name of the product: Wrought Aluminium and itsAlloys-Chequered/Tread Sheets for General Engineering Purposes,Designation: 31500B, Condition (Temper Designation) : H16, H18, Pattern:Five Bar, Size Base Thickness From 0.8 mm to up to and includingthickness 3.5 mm, Width from 600 mm to upto and including 1550 mm Lengthfrom 500 mm to up to and including 2440 mm.. [Key Test Methods & Allied Standards]: Test Methods: Metallic materials - Tensile testing: Part 3 method of test at low temperature; Metallic Materials - Tensile Testing Part 2 Method of Test at Elevated Temperature ( Fourth Revision ). Terminology: Glossary of terms relating to aluminium and aluminium alloys: Part 1 unwrought and wrought metals (Second Revision); Glossary of terms relating to aluminium aluminium alloys and: Part 2 plant and operations, thermal treatment, control and testing, finishing. Codes of Practice: Aluminium and its Alloys - Temper Designations (Second Revision). Components & Materials: General condition of delivery and inspection of aluminium and aluminium alloy products; WROUGHT ALUMINIUM AND ALUMINIUM ALLOY SHEET AND STRIP FOR GENERAL ENGINEERING PURPOSES SPECIFICATION (Fifth Revision) Amendment - 1; Stainless Steel Neti Pot Specification. Related Standards: Dimensions for wrought aluminium and aluminium alloys, sheet and strip (First Revision)
MTD | IS 1501 (Part 1):2025 | Metallic materials Vickers hardness test Part 1: Test method (Sixth Revision) | Current | 2025-05-06 | 2025 |  | 06 | MTD 03 - Mechanical Testing Of Metals Sectional Committee |  | Methods of tests |  | 0 | 0 | 4 | IS 1501 : Part 1 : 2020 |  | ISO 6507-1 : 2023 | Ministry of Steel | https://standards.bis.gov.in/website/standard-details?encryptedId=eyJpdiI6IlgzeXRib0NxeWd0bmthVHpEd2lBZkE9PSIsInZhbHVlIjoiOWQ5QkQ4RklrOEY0Rm5uMGhUaEhCUT09IiwibWFjIjoiODQ2ZTFiMGUxMjk1YmJiYTk5N2FhYTMyZTc1NGQwZjM1OTJjOWY1ZjkxMDhkNWFiN2E1MjE1MzViZDM4MzAxZCIsInRhZyI6IiJ9 | Current | 0 | Ministry of Steel | Metals, Alloys and Metal Products (including Steel Products) | Heat treatment, metallography and testing | Methods of mechanical testing of metals | [Title]: IS 1501 (Part 1):2025 — Metallic materials Vickers hardness test Part 1: Test method (Sixth Revision). [Classification]: Under MTD / MTD 03 - Mechanical Testing Of Metals Sectional Committee, categorized under Metals, Alloys and Metal Products (including Steel Products) > Heat treatment, metallography and testing > Methods of mechanical testing of metals (Ministry of Steel), Type: Methods of tests. [Key Test Methods & Allied Standards]: Test Methods: Metallic Materials — Vickers Hardness Test Part 2 Verification and Calibration of Testing Machines ( Fifth Revision ); Metallic Materials — Vickers Hardness Test Part 3 Calibration of Reference Blocks ( Fifth Revision )
MTD | IS 1586 (Part 2):2025 | Metallic materials Rockwell hardness testPart 2: Verification and calibration of testing machines and indenters (Sixth Revision) | Current | 2025-05-06 | 2025 |  | 06 | MTD 03 - Mechanical Testing Of Metals Sectional Committee |  | Methods of tests |  | 0 | 0 | 8 | IS 1586 : Part 2 : 2018 |  | ISO 6508-2 : 2023 |  | https://standards.bis.gov.in/website/standard-details?encryptedId=eyJpdiI6InRUVmp5aXZBMCtieEwxTWZmUlAxUEE9PSIsInZhbHVlIjoibkxaMXB3MEtBenkxTWRRUHcxT3hsQT09IiwibWFjIjoiZTU0YjMxZmVkZDI1ZmI1NTA2MjgyY2JkNTI5ZGI0YThiMmQ5OTM2NDZlNjMxNjgyOWQ3NTNhMjJiM2JjNTI1ZCIsInRhZyI6IiJ9 | Current | 0 |  | Metals, Alloys and Metal Products (including Steel Products) | Heat treatment, metallography and testing | Methods of mechanical testing of metals | [Title]: IS 1586 (Part 2):2025 — Metallic materials Rockwell hardness testPart 2: Verification and calibration of testing machines and indenters (Sixth Revision). [Classification]: Under MTD / MTD 03 - Mechanical Testing Of Metals Sectional Committee, categorized under Metals, Alloys and Metal Products (including Steel Products) > Heat treatment, metallography and testing > Methods of mechanical testing of metals, Type: Methods of tests. [Key Test Methods & Allied Standards]: Test Methods: Metallic materials - Calibration of force proving instruments used for the verification of uniaxial testing machines (Second Revision); Graphic technology Spectral measurement and colorimetric computation for graphic arts images. Components & Materials: Aluminium Composite Panel - Specification Amendment - 2. Related Standards: Asset management - Guidance on the alignment of financial and non-financial functions in asset management (First Revision)

## Revisions & Lineage (Hardened)
pk_is_id | standardNumber | supersedes_raw | superseded_by_raw | supersedes_normalised | superseded_by_normalised | supersedes_count | superseded_by_count
111 | IS 269:2015 |  |  |  |  | 0 | 0
123 | IS 10 (Part 2):2013 |  |  |  |  | 0 | 0
131 | IS 12762 (Part 3):2020 |  |  |  |  | 0 | 0
162 | IS 13801:2013 |  |  |  |  | 0 | 0
165 | IS 3812 (Part 1) : 2013 |  |  |  |  | 0 | 0
166 | IS 3812 (Part 2):2013 |  |  |  |  | 0 | 0
353 | IS 13730 (Part 31):2018 |  |  |  |  | 0 | 0
354 | IS 13730 (Part 32):2018 |  |  |  |  | 0 | 0
356 | IS 15834:2020 |  |  |  |  | 0 | 0
434 | IS 13730 (Part 4):2018 |  |  |  |  | 0 | 0
504 | IS 9338:2013 |  |  |  |  | 0 | 0
683 | IS 10 (Part 3):1974 |  |  |  |  | 0 | 0
684 | IS 10 (Part 4):1989 |  |  |  |  | 0 | 0
767 | IS 10 (Part 1):1990 |  |  |  |  | 0 | 0
1562 | IS 10701:2012 |  |  |  |  | 0 | 0
1683 | IS 1079:2017 |  |  |  |  | 0 | 0
1760 | IS 10810 (Part 60):1988 |  |  |  |  | 0 | 0
2591 | IS 1148:2009 | IS 1149 : 1992 |  | IS1149:1992 |  | 1 | 0
2616 | IS 11504:2020 |  |  |  |  | 0 | 0
2629 | IS 11513:2017 |  |  |  |  | 0 | 0
2985 | IS 1180 (Part 1):2014 | IS 1180 (PART 2) : 1989 |  | IS1180PART2:1989 |  | 1 | 0
3156 | IS 1195:2002 |  |  |  |  | 0 | 0
3271 | IS 12021:2015 |  |  |  |  | 0 | 0
3683 | IS 1237:2012 |  |  |  |  | 0 | 0
3714 | IS 1239 (Part 2):2011 |  |  |  |  | 0 | 0
4001 | IS 12592:2002 |  |  |  |  | 0 | 0
4003 | IS 12594:1988 |  |  |  |  | 0 | 0
5453 | IS 13730 (Part 20):2018 |  |  |  |  | 0 | 0
5456 | IS 13730 (Part 33):2018 |  |  |  |  | 0 | 0
5458 | IS 13730 (Part 39):2018 |  |  |  |  | 0 | 0
5460 | IS 13730 (Part 48):2018 |  |  |  |  | 0 | 0
5461 | IS 13730 (Part 49):2018 |  |  |  |  | 0 | 0
5462 | IS 13730 (Part 50):2018 |  |  |  |  | 0 | 0
5463 | IS 13730 (Part 53):2018 |  |  |  |  | 0 | 0
6038 | IS 14276:2016 |  |  |  |  | 0 | 0
6190 | IS 1443:2018 |  |  |  |  | 0 | 0
6875 | IS 1489 (Part 1) : 2015 |  |  |  |  | 0 | 0
6876 | IS 1489 (Part 2):2015 |  |  |  |  | 0 | 0
7578 | IS 1545:1994 | IS 2371 |  | IS2371:? |  | 1 | 0
7676 | IS 1554 (Part 1):1988 |  |  |  |  | 0 | 0
7823 | IS 1566:1982 |  |  |  |  | 0 | 0
8040 | IS 1592:2003 |  |  |  |  | 0 | 0
8061 | IS 1626 (Part 1):1994 |  |  |  |  | 0 | 0
8062 | IS 1626 (Part 2):1994 |  |  |  |  | 0 | 0
8063 | IS 1626 (Part 3):1994 |  |  |  |  | 0 | 0
8077 | IS 1652:2013 |  |  |  |  | 0 | 0
8174 | IS 1765:2020 |  |  |  |  | 0 | 0
8195 | IS 1786:2008 | IS 1139 : 1966 |  | IS1139:1966 |  | 1 | 0
8232 | IS 1829 (Part 1):2017 |  |  |  |  | 0 | 0
8233 | IS 1829 (Part 2):2017 |  |  |  |  | 0 | 0
8280 | IS 1879:2010 |  |  |  |  | 0 | 0
8405 | IS 1897:2008 |  |  |  |  | 0 | 0
8408 | IS 190:1991 |  |  |  |  | 0 | 0
8421 | IS 1916:2018 |  |  |  |  | 0 | 0
8512 | IS 1993:2018 |  |  |  |  | 0 | 0
8548 | IS 202:1981 |  |  |  |  | 0 | 0
8555 | IS 2026 (Part 1):2011 |  |  |  |  | 0 | 0
8612 | IS 2071 (Part 1):2016 |  |  |  |  | 0 | 0
8620 | IS 208:2020 |  |  |  |  | 0 | 0
8713 | IS 2185 (Part 1):2005 |  |  |  |  | 0 | 0
8892 | IS 2372:2021 |  |  |  |  | 0 | 0
9075 | IS 2556 (Part 4):2004 |  |  |  |  | 0 | 0
9080 | IS 2556 (Part 9):2004 |  |  |  |  | 0 | 0
9168 | IS 2645:2003 |  |  |  |  | 0 | 0
9203 | IS 2691:2017 |  |  |  |  | 0 | 0
9302 | IS 2768:1982 |  |  |  |  | 0 | 0
9304 | IS 277:2018 |  |  |  |  | 0 | 0
9341 | IS 281:2009 |  |  |  |  | 0 | 0
9394 | IS 2871:2012 |  |  |  |  | 0 | 0
9543 | IS 3024:2015 |  |  |  |  | 0 | 0
9640 | IS 3068:1986 |  |  |  |  | 0 | 0
9727 | IS 3167:1982 |  |  |  |  | 0 | 0
9948 | IS 335:2018 |  |  |  |  | 0 | 0
10032 | IS 3436:1978 |  |  |  |  | 0 | 0
10274 | IS 368:2014 |  |  |  |  | 0 | 0
10284 | IS 369:2019 |  |  |  |  | 0 | 0
10335 | IS 374:2019 |  |  |  |  | 0 | 0
10425 | IS 383:2016 |  |  |  |  | 0 | 0
10643 | IS 4021:1995 |  |  |  |  | 0 | 0
10732 | IS 410:1977 |  |  |  |  | 0 | 0
10821 | IS 418:2004 |  |  |  |  | 0 | 0
10937 | IS 4308:2019 |  |  |  |  | 0 | 0
10951 | IS 432 (Part 2):1982 |  |  |  |  | 0 | 0
11238 | IS 455:2015 |  |  |  |  | 0 | 0
11324 | IS 460 (Part 1):2020 |  |  |  |  | 0 | 0
11325 | IS 460 (Part 2):2020 |  |  |  |  | 0 | 0
11326 | IS 460 (Part 3):2020 |  |  |  |  | 0 | 0
11694 | IS 4984:2016 |  |  |  |  | 0 | 0
11703 | IS 4989:2018 |  |  |  |  | 0 | 0
12556 | IS 5758:2020 |  |  |  |  | 0 | 0
12822 | IS 5986:2017 |  |  |  |  | 0 | 0
12837 | IS 6003:2010 |  |  |  |  | 0 | 0
12840 | IS 6006:2014 |  |  |  |  | 0 | 0
13041 | IS 6198:1992 |  |  |  |  | 0 | 0
13102 | IS 6240:2008 |  |  |  |  | 0 | 0
13361 | IS 650:1991 |  |  |  |  | 0 | 0
13385 | IS 6523:1983 |  |  |  |  | 0 | 0
13562 | IS 6697:1988 |  |  |  |  | 0 | 0
13785 | IS 6901:2018 |  |  |  |  | 0 | 0
13829 | IS 694:2010 |  |  |  |  | 0 | 0
14009 | IS 7092 (Part 2):1987 |  |  |  |  | 0 | 0
14294 | IS 736:1986 |  |  |  |  | 0 | 0
14313 | IS 738:1994 |  |  |  |  | 0 | 0
14877 | IS 784:2019 |  |  |  |  | 0 | 0
15082 | IS 802 (Part 1/Sec 1):2015 |  |  |  |  | 0 | 0
15083 | IS 802 (Part 1/Sec 2):2016 |  |  |  |  | 0 | 0
15109 | IS 8042:2015 |  |  |  |  | 0 | 0
15203 | IS 8130:2013 |  |  |  |  | 0 | 0
16024 | IS 883:2016 |  |  |  |  | 0 | 0
16784 | IS 9417:2018 |  |  |  |  | 0 | 0
17756 | IS 1322:1993 |  |  |  |  | 0 | 0
17817 | IS 7193:2013 |  |  |  |  | 0 | 0
17826 | IS/IEC 60947 (Part 2):2016 |  |  |  |  | 0 | 0
18590 | IS 1785 (Part 1):1983 |  |  |  |  | 0 | 0
18711 | IS 2082:2018 |  |  |  |  | 0 | 0
18842 | IS 2418 (Part 2):2018 |  |  |  |  | 0 | 0
20819 | IS/IEC 60079 (Part 0):2017 |  |  |  |  | 0 | 0
20856 | IS/IEC 62271 (Part 201):2014 |  |  |  |  | 0 | 0
21000 | IS 13730 (Part 0/Sec 1):2018 |  |  |  |  | 0 | 0
21278 | IS/IEC 61730 (Part 1):2016 |  |  |  |  | 0 | 0
21308 | IS 15914:2011 |  |  |  |  | 0 | 0
22379 | IS 513 (Part 1):2016 |  |  |  |  | 0 | 0
22380 | IS 513 (Part 2):2016 |  |  |  |  | 0 | 0
22601 | IS 16526:2017 |  |  |  |  | 0 | 0
22610 | IS 16651:2017 |  |  |  |  | 0 | 0
23487 | IS 9142 (Part 1):2018 |  |  |  |  | 0 | 0
23621 | IS/IEC 60269 (Part 6):2010 |  |  |  |  | 0 | 0
25470 | IS 1293:2019 |  |  |  |  | 0 | 0
25777 | IS 15155:2020 |  |  |  |  | 0 | 0
25778 | IS 458:2021 |  |  |  |  | 0 | 0
25856 | IS 4159:2021 |  |  |  |  | 0 | 0
25880 | IS 14697:2021 |  |  |  |  | 0 | 0
25898 | IS 4985:2021 | IS 4985 : 2000 |  | IS4985:2000 |  | 1 | 0
25982 | IS 5509:2021 |  |  |  |  | 0 | 0
26242 | IS/IEC 62271 (Part 102):2018 | IS/IEC 62271 : Part 102 : 2003 |  | ISIEC62271:PART102:2003 |  | 1 | 0
26446 | IS 1248 (Part 1):2021 | IS 1248 : Part 1 : 2003 |  | IS1248:PART1:2003 |  | 1 | 0
26447 | IS 1248 (Part 2):2021 | IS 1248 : Part 2 : 2003 |  | IS1248:PART2:2003 |  | 1 | 0
26448 | IS 1248 (Part 3):2021 | IS 1248 : Part 3 : 2003 |  | IS1248:PART3:2003 |  | 1 | 0
26449 | IS 1248 (Part 5):2021 | IS 1248 : Part 5 : 2003 |  | IS1248:PART5:2003 |  | 1 | 0
26450 | IS 1248 (Part 6):2021 | IS 1248 : Part 6 : 2003 |  | IS1248:PART6:2003 |  | 1 | 0
26451 | IS 1248 (Part 7):2021 | IS 1248 : Part 7 : 2003 |  | IS1248:PART7:2003 |  | 1 | 0
26452 | IS 1248 (Part 8):2021 | IS 1248 : Part 8 : 2003 |  | IS1248:PART8:2003 |  | 1 | 0
26550 | IS 1248 (Part 4):2021 | IS 1248 : Part 4 : 2003 |  | IS1248:PART4:2003 |  | 1 | 0
26838 | IS 2556 (Part 8):2021 |  |  |  |  | 0 | 0
26841 | IS 774:2021 |  |  |  |  | 0 | 0
26842 | IS 2556 (Part 1):2021 |  |  |  |  | 0 | 0
26843 | IS 7231:2021 |  |  |  |  | 0 | 0
26851 | IS 2556 (Part 6):2021 |  |  |  |  | 0 | 0
27005 | IS 12871:2022 |  |  |  |  | 0 | 0
27288 | IS 3036:2022 | IS 3036 : 1992 |  | IS3036:1992 |  | 1 | 0
27460 | IS 3600 (Part 1):2022 |  |  |  |  | 0 | 0
27507 | IS 14268:2022 |  |  |  |  | 0 | 0
27579 | IS/IEC 62275:2018 | IS/IEC 62275 : 2013 |  | ISIEC62275:2013 |  | 1 | 0
27603 | IS 14763:2022 | IS 14763 : 2000 |  | IS14763:2000 |  | 1 | 0
27661 | IS 11169 (Part 1):2022 | IS 11169 : Part 1 : 1984 |  | IS11169:PART1:1984 |  | 1 | 0
27711 | IS 15756:2022 | IS 15756 : 2007 |  | IS15756:2007 |  | 1 | 0
27727 | IS 11384:2022 | IS 11384 : 1985, IS 3935 : 1966 |  | IS11384:1985; IS3935:1966 |  | 2 | 0
27813 | IS 2095 (Part 2):2022 | IS 2095 : Part 2 : 2001 |  | IS2095:PART2:2001 |  | 1 | 0
27814 | IS 2095 (Part 3):2022 | IS 2095 : Part 3 : 2018 |  | IS2095:PART3:2018 |  | 1 | 0
27815 | IS 2191 (Part 2):2022 | IS 2191 : Part 2 : 1983 |  | IS2191:PART2:1983 |  | 1 | 0
27930 | IS/ISO 3183:2019 | IS/ISO 3183 : 2012 |  | ISISO3183:2012 |  | 1 | 0
27935 | IS 2191 (Part 1):2022 | IS 2191 : Part 1 : 1983 |  | IS2191:PART1:1983 |  | 1 | 0
27936 | IS 2202 (Part 2):2022 | IS 2202 : Part 2 : 1983 |  | IS2202:PART2:1983 |  | 1 | 0
28328 | IS 2202 (Part 1):2023 | IS 2202 : Part 1 : 1999 |  | IS2202:PART1:1999 |  | 1 | 0
28435 | IS 1110:2023 |  |  |  |  | 0 | 0
28446 | IS 1725:2023 | IS 1725 : 2013 |  | IS1725:2013 |  | 1 | 0
28447 | IS 2690 (Part 1):2023 | IS 2690 : Part 1 : 1993 |  | IS2690:PART1:1993 |  | 1 | 0
28448 | IS 2690 (Part 2):2023 | IS 2690 : Part 2 : 1992 |  | IS2690:PART2:1992 |  | 1 | 0
28449 | IS 3951 (Part 2):2023 | IS 3951 : Part 2 : 2009 |  | IS3951:PART2:2009 |  | 1 | 0
28503 | IS 3367:2023 | IS 3367 : 1993 |  | IS3367:1993 |  | 1 | 0
28504 | IS 3951 (Part 1):2023 | IS 3951 : Part 1 : 2009 |  | IS3951:PART1:2009 |  | 1 | 0
28731 | IS 2848:2023 | IS 2848 : 1986 |  | IS2848:1986 |  | 1 | 0
28737 | IS/IEC 60947 (Part 4/Sec 2):2020 | IS/IEC 60947 : Part 4 : Sec 2 : 2011 |  | ISIEC60947:PART4:SEC2:2011 |  | 1 | 0
28738 | IS/IEC 60947 (Part 4/Sec 3):2020 | IS/IEC 60947 : PART 4 : Sec 3 : 2014 |  | ISIEC60947:PART4:SEC3:2014 |  | 1 | 0
28820 | IS 14286 (Part 1/Sec 1):2023 | IS 14286 : Part 1 : Sec 1 : 2019 |  | IS14286:PART1:SEC1:2019 |  | 1 | 0
28821 | IS 14286 (Part 1/Sec 2):2023 | IS 14286 : Part 1 : Sec 2 : 2019 |  | IS14286:PART1:SEC2:2019 |  | 1 | 0
28822 | IS 14286 (Part 1/Sec 3):2023 | IS 14286 : Part 1 : Sec 3 : 2019 |  | IS14286:PART1:SEC3:2019 |  | 1 | 0
28823 | IS 14286 (Part 1/Sec 4):2023 | IS 14286 : Part 1 : Sec 4 : 2019 |  | IS14286:PART1:SEC4:2019 |  | 1 | 0
28828 | IS 16792 (Part 1/Sec 4):2023 | IS 16792 : Part 1 : Sec 4 : 2019 |  | IS16792:PART1:SEC4:2019 |  | 1 | 0
28838 | IS/IEC 60079 (Part 25):2020 |  |  |  |  | 0 | 0
28839 | IS/IEC 60079 (Part 31):2022 |  |  |  |  | 0 | 0
28851 | IS/IEC 60079 (Part 7):2017 |  |  |  |  | 0 | 0
28855 | IS 4665 (Part 1):2023 |  |  |  |  | 0 | 0
28859 | IS/IEC 60079 (Part 6):2020 |  |  |  |  | 0 | 0
28861 | IS/IEC 60079 (Part 26):2021 |  |  |  |  | 0 | 0
28883 | IS 4026:2023 | IS 4026 : 2007 |  | IS4026:2007 |  | 1 | 0
28884 | IS 5484:2023 | IS 5484 : 1997 |  | IS5484:1997 |  | 1 | 0
28885 | IS 15380:2023 | IS 15380 : 2003 |  | IS15380:2003 |  | 1 | 0
29096 | IS 1536:2023 | IS 1536 : 2001 |  | IS1536:2001 |  | 1 | 0
29097 | IS 9997:2023 | IS 9997 : 1991 |  | IS9997:1991 |  | 1 | 0
29145 | IS 12762 (Part 9):2023 | IS 12762 : PART 9 : 2010 |  | IS12762:PART9:2010 |  | 1 | 0
29299 | IS 2095 (Part 1):2023 | IS 2095 : Part 1 : 2011 |  | IS2095:PART1:2011 |  | 1 | 0
29445 | IS/IEC 60947 (Part 3):2020 | IS/IEC 60947 : PART 3 : 2012 |  | ISIEC60947:PART3:2012 |  | 1 | 0
29509 | IS/IEC 62271 (Part 105):2021 | IS/IEC 62271 : Part 105 : 2012 |  | ISIEC62271:PART105:2012 |  | 1 | 0
29511 | IS/IEC 62271 (Part 104):2023 | IS/IEC 62271 : Part 104 : 2009 |  | ISIEC62271:PART104:2009 |  | 1 | 0
29518 | IS/IEC/TS 61439 (Part 7):2023 | IS/IEC/TS 61439 : Part 7 : 2014 |  | ISIECTS61439:PART7:2014 |  | 1 | 0
29519 | IS/IEC 61439 (Part 2):2020 | IS/IEC 61439 : Part 2 : 2011 |  | ISIEC61439:PART2:2011 |  | 1 | 0
29520 | IS/IEC 60947 (Part 6/Sec 2):2020 | IS/IEC 60947 : Part 6 : Sec 2 : 2007 |  | ISIEC60947:PART6:SEC2:2007 |  | 1 | 0
29521 | IS/IEC 60947 (Part 6/Sec 1):2021 | IS/IEC 60947 : Part 6 : Sec 1 : 2013 |  | ISIEC60947:PART6:SEC1:2013 |  | 1 | 0
29591 | IS 8800:2023 | IS 8800 : 1997 |  | IS8800:1997 |  | 1 | 0
29594 | IS 11110:2023 | IS 11110 : 1984 |  | IS11110:1984 |  | 1 | 0
29631 | IS/IEC 62271 (Part 106):2021 | IS/IEC 62271 : Part 106 : 2012 |  | ISIEC62271:PART106:2012 |  | 1 | 0
29637 | IS/IEC 60947 (Part 5/Sec 2):2019 | IS/IEC 60947 : Part 5 : Sec 2 : 2007 |  | ISIEC60947:PART5:SEC2:2007 |  | 1 | 0
29666 | IS/IEC 62271 (Part 100):2021 | IS/IEC 62271 : PART 100 : 2008 |  | ISIEC62271:PART100:2008 |  | 1 | 0
29667 | IS/IEC 62271 (Part 111):2019 | IS/IEC 62271 : Part 111 : 2012 |  | ISIEC62271:PART111:2012 |  | 1 | 0
29678 | IS/IEC 62271 (Part 203):2022 | IS/IEC 62271 : Part 203 : 2011 |  | ISIEC62271:PART203:2011 |  | 1 | 0
29752 | IS 16700:2023 | IS 16700 : 2017 |  | IS16700:2017 |  | 1 | 0
29821 | IS/IEC 62271 (Part 200):2021 | IS/IEC 62271 : Part 200 : 2011 |  | ISIEC62271:PART200:2011 |  | 1 | 0
29875 | IS 2605:2023 | IS 2605 : 1985 |  | IS2605:1985 |  | 1 | 0
29889 | IS 14927 (Part 1):2023 | IS 14927 : Part 1 : 2001 |  | IS14927:PART1:2001 |  | 1 | 0
29896 | IS/IEC 62271 (Part 103):2021 | IS/IEC 62271 : Part 103 : 2011 |  | ISIEC62271:PART103:2011 |  | 1 | 0
29897 | IS 18256:2023 |  |  |  |  | 0 | 0
29906 | IS 1196:2023 | IS 1196 : 1978 |  | IS1196:1978 |  | 1 | 0
29924 | IS/IEC 62271 (Part 109):2019 | IS/IEC 62271 : PART 109 : 2008 |  | ISIEC62271:PART109:2008 |  | 1 | 0
29934 | IS 16172:2023 | IS 16172 : 2014 |  | IS16172:2014 |  | 1 | 0
29954 | IS 14927 (Part 2/Sec 1):2023 |  |  |  |  | 0 | 0
29956 | IS/IEC 62271 (Part 1):2017 | IS/IEC 62271 : PART 1 : 2007 |  | ISIEC62271:PART1:2007 |  | 1 | 0
29960 | IS 6072:2023 | IS 6072 : 1971 |  | IS6072:1971 |  | 1 | 0
29975 | IS 654:2023 | IS 654 : 1992 |  | IS654:1992 |  | 1 | 0
29976 | IS 1478:2023 | IS 1478 : 1992 |  | IS1478:1992 |  | 1 | 0
30045 | IS 2258:2023 | IS 2258 : 1981 |  | IS2258:1981 |  | 1 | 0
30058 | IS 11084:2023 | IS 11084 : 1984 |  | IS11084:1984 |  | 1 | 0
30193 | IS/IEC 60372:2020 |  |  |  |  | 0 | 0
30201 | IS 4826:2023 | IS 4826 : 1979 |  | IS4826:1979 |  | 1 | 0
30256 | IS 2593:2023 | IS 2593 : 1984 |  | IS2593:1984 |  | 1 | 0
30263 | IS 11287:2023 | IS 11287 : 1985 |  | IS11287:1985 |  | 1 | 0
30273 | IS/IEC 60309 (Part 1):2021 |  |  |  |  | 0 | 0
30274 | IS/IEC 60309 (Part 2):2021 |  |  |  |  | 0 | 0
30289 | IS 16270:2023 |  |  |  |  | 0 | 0
30290 | IS 656:2023 | IS 656 : 1988 |  | IS656:1988 |  | 1 | 0
30291 | IS 1140:2023 | IS 1140 : 1988 |  | IS1140:1988 |  | 1 | 0
30292 | IS 1326:2023 | IS 1326 : 1992 |  | IS1326:1992 |  | 1 | 0
30293 | IS 1503:2023 | IS 1503 : 1988 |  | IS1503:1988 |  | 1 | 0
30295 | IS 2674:2023 | IS 2674 : 1988 |  | IS2674:1988 |  | 1 | 0
30296 | IS 4953:2023 | IS 4953 : 1989 |  | IS4953:1989 |  | 1 | 0
30301 | IS 18513:2023 |  |  |  |  | 0 | 0
30312 | IS 2892:2023 | IS 2892 : 1993 |  | IS2892:1993 |  | 1 | 0
30313 | IS 3084:2023 | IS 3084 : 1989 |  | IS3084:1989 |  | 1 | 0
30314 | IS 5966:2023 | IS 5966 : 1993 |  | IS5966:1993 |  | 1 | 0
30379 | IS 26:2024 | IS 26 : 1992, IS 4280 : 1992 |  | IS26:1992; IS4280:1992 |  | 2 | 0
30380 | IS 209:2024 | IS 209 : 1992, IS 13229 : 1991, IS 4699 : 1984 |  | IS209:1992; IS13229:1991; IS4699:1984 |  | 3 | 0
30412 | IS 1772:2024 | IS 1772 : 1973 |  | IS1772:1973 |  | 1 | 0
30417 | IS 302 (Part 2/Sec 7):2024 | IS 302 : Part 2 : Sec 7 : 2010 |  | IS302:PART2:SEC7:2010 |  | 1 | 0
30480 | IS 3168:2024 | IS 3168 : 1981 |  | IS3168:1981 |  | 1 | 0
30552 | IS 3039:2024 | IS 3039 : 1988 |  | IS3039:1988 |  | 1 | 0
30553 | IS 3717:2024 | IS 3717 : 1977 |  | IS3717:1977 |  | 1 | 0
30554 | IS 3989:2024 | IS 3989 : 2009 |  | IS3989:2009 |  | 1 | 0
30601 | IS 906:2024 | IS 906 : 1988 |  | IS906:1988 |  | 1 | 0
30618 | IS 1284:2024 | IS 1284 : 1975 |  | IS1284:1975 |  | 1 | 0
30764 | IS 710:2024 | IS 710 : 2010 |  | IS710:2010 |  | 1 | 0
30765 | IS 4990:2024 |  |  |  |  | 0 | 0
30853 | IS 211:2024 | IS 211 : 1992 |  | IS211:1992 |  | 1 | 0
30855 | IS 5479:2024 | IS 5479 : 1985 |  | IS5479:1985 |  | 1 | 0
30858 | IS 12447:2024 | IS 12447 : 1988 |  | IS12447:1988 |  | 1 | 0
30884 | IS 193:2024 | IS 193 : 2000 |  | IS193:2000 |  | 1 | 0
30891 | IS 1464:2024 | IS 1464 : 1992 |  | IS1464:1992 |  | 1 | 0
30951 | IS 617:2024 | IS 617 : 1994 |  | IS617:1994 |  | 1 | 0
31057 | IS 2556 (Part 15):2024 | IS 2556 : Part 15 : 2004 |  | IS2556:PART15:2004 |  | 1 | 0
31058 | IS 2556 (Part 16):2024 | IS 2556 : Part 16 : 2002 |  | IS2556:PART16:2002 |  | 1 | 0
31059 | IS 2556 (Part 2):2024 | IS 2556 : Part 2 : 2004 |  | IS2556:PART2:2004 |  | 1 | 0
31307 | IS 2083:2024 | IS 2083 : 1991 |  | IS2083:1991 |  | 1 | 0
31348 | IS 3600 (Part 4):2024 | IS 3600 : Part 4 : 1984 |  | IS3600:PART4:1984 |  | 1 | 0
31465 | IS 12640 (Part 1):2024 | IS 12640 : Part 1 : 2016 |  | IS12640:PART1:2016 |  | 1 | 0
31555 | IS 2993 (Part 1):2024 | IS 2993 : 1998, IS 1709 : 1984 |  | IS2993:1998; IS1709:1984 |  | 2 | 0
31556 | IS 2993 (Part 2):2024 | IS 2993 : 1998 |  | IS2993:1998 |  | 1 | 0
31589 | IS 11286:2024 | IS 11286 : 1995 |  | IS11286:1995 |  | 1 | 0
31590 | IS 2002:2024 | IS 2002 : 2009 |  | IS2002:2009 |  | 1 | 0
31591 | IS 2041:2024 | IS 2041 : 2009 |  | IS2041:2009 |  | 1 | 0
31621 | IS 5820:2024 | IS 5820 : 1970 |  | IS5820:1970 |  | 1 | 0
31656 | IS 16074:2024 | IS 16074 : 2013 |  | IS16074:2013 |  | 1 | 0
31738 | IS 6304:2024 |  |  |  |  | 0 | 0
31795 | IS 5950:2024 | IS 5950 : 1984 |  | IS5950:1984 |  | 1 | 0
31849 | IS 14570:2024 | IS 14570 : 2021 |  | IS14570:2021 |  | 1 | 0
31992 | IS 10624:2024 | IS 10624 : 1983 |  | IS10624:1983 |  | 1 | 0
32028 | IS 13730 (Part 0/Sec 2):2024 | IS 13730 : Part 0 : Sec 2 : 2018 |  | IS13730:PART0:SEC2:2018 |  | 1 | 0
32054 | IS 2097:2024 | IS 2097 : 2012 |  | IS2097:2012 |  | 1 | 0
32091 | IS 9385 (Part 1):2024 |  |  |  |  | 0 | 0
32111 | IS 13340 (Part 1):2024 | IS 13340 : PART 1 : 2012 |  | IS13340:PART1:2012 |  | 1 | 0
32127 | IS 228 (Part 2):2024 | IS 228 : Part 2 : 1987 |  | IS228:PART2:1987 |  | 1 | 0
32130 | IS 2556 (Part 3):2024 | IS 2556 : Part 3 : 2004 |  | IS2556:PART3:2004 |  | 1 | 0
32161 | IS 18685:2024 |  |  |  |  | 0 | 0
32171 | IS 4351:2024 |  |  |  |  | 0 | 0
32176 | IS 2556 (Part 14):2024 | IS 2556 : Part 14 : 1995 |  | IS2556:PART14:1995 |  | 1 | 0
32177 | IS 8442:2024 | IS 8442 : 2008 |  | IS8442:2008 |  | 1 | 0
32181 | IS/IEC 60079 (Part 11):2023 | IS/IEC 60079 : PART 11 : 2011 |  | ISIEC60079:PART11:2011 |  | 1 | 0
32701 | IS 7692:2024 | IS 7692 : 1993 |  | IS7692:1993 |  | 1 | 0
32709 | IS 13730 (Part 0/Sec 6):2024 | IS 13730 : Part 0 : Sec 6 : 2012 |  | IS13730:PART0:SEC6:2012 |  | 1 | 0
32710 | IS 13730 (Part 0/Sec 4):2024 | IS 13730 : Part 0 : Sec 4 : 2018 |  | IS13730:PART0:SEC4:2018 |  | 1 | 0
32711 | IS 13730 (Part 2):2024 | IS 13730 : Part 2 : 2018 |  | IS13730:PART2:2018 |  | 1 | 0
32712 | IS 13730 (Part 17):2024 | IS 13730 : Part 17 : 2014 |  | IS13730:PART17:2014 |  | 1 | 0
32713 | IS 13730 (Part 25):2024 | IS 13730 : Part 25 : 2015 |  | IS13730:PART25:2015 |  | 1 | 0
32797 | IS/IEC 60947 (Part 7/Sec 2):2009 |  |  |  |  | 0 | 0
32852 | IS 9815 (Part 1):2025 | IS 9815 : Part 1 : 1994 |  | IS9815:PART1:1994 |  | 1 | 0
32856 | IS/IEC 60127 (Part 1):2023 | IS/IEC 60127 : PART 1 : 2006 |  | ISIEC60127:PART1:2006 |  | 1 | 0
32920 | IS 3600 (Part 2):2025 | IS 3600 : Part 2 : 2022 |  | IS3600:PART2:2022 |  | 1 | 0
32977 | IS 3600 (Part 3):2025 | IS 3600 : Part 3 : 2018 |  | IS3600:PART3:2018 |  | 1 | 0
32978 | IS 3600 (Part 5):2025 | IS 3600 : Part 5 : 2018 |  | IS3600:PART5:2018 |  | 1 | 0
33069 | IS 19210:2025 |  |  |  |  | 0 | 0
33072 | IS 228 (Part 7):2025 | IS 228 : Part 7 : 1990 |  | IS228:PART7:1990 |  | 1 | 0
33074 | IS 903:2025 | IS 903 : 1993 |  | IS903:1993 |  | 1 | 0
33075 | IS 905:2025 | IS 905 : 1980 |  | IS905:1980 |  | 1 | 0
33076 | IS 1068:2025 | IS 1068 : 1993, IS 12393 : 1988 |  | IS1068:1993; IS12393:1988 |  | 2 | 0
33079 | IS 1254:2025 | IS 1254 : 2007 |  | IS1254:2007 |  | 1 | 0
33091 | IS 2112:2025 | IS 2112 : 2014 |  | IS2112:2014 |  | 1 | 0
33096 | IS 3266:2025 | IS 3266 : 1982 |  | IS3266:1982 |  | 1 | 0
33136 | IS 5290:2025 | IS 5290 : 1993 |  | IS5290:1993 |  | 1 | 0
33187 | IS/IEC 60127 (Part 2):2014 | IS/IEC 60127 : PART 2 : 2003 |  | ISIEC60127:PART2:2003 |  | 1 | 0
33194 | IS 4250:2025 | IS 4250 : 1980 |  | IS4250:1980 |  | 1 | 0
33258 | IS 884:2025 | IS 884 : 1985 |  | IS884:1985 |  | 1 | 0
33285 | IS 11594:2025 | IS 11594 : 1985 |  | IS11594:1985 |  | 1 | 0
33380 | IS 13730 (Part 1):2025 | IS 13730 : Part 1 : 1993, IS 13730 : Part 1 : 2018 |  | IS13730:PART1:1993; IS13730:PART1:2018 |  | 2 | 0
33451 | IS 21:2025 | IS 21 : 1992 |  | IS21:1992 |  | 1 | 0
33453 | IS 1501 (Part 1):2025 | IS 1501 : Part 1 : 2020 |  | IS1501:PART1:2020 |  | 1 | 0
33454 | IS 1586 (Part 2):2025 | IS 1586 : Part 2 : 2018 |  | IS1586:PART2:2018 |  | 1 | 0
33458 | IS 1921:2025 | IS 1921 : 2005 |  | IS1921:2005 |  | 1 | 0
33469 | IS 6751:2025 | IS 6751 : 1972 |  | IS6751:1972 |  | 1 | 0
33545 | IS 2069:2025 | IS 2069 : 1991 |  | IS2069:1991 |  | 1 | 0
33578 | IS 996:2025 | IS 996 : 2009 |  | IS996:2009 |  | 1 | 0
33597 | IS 19068:2025 |  |  |  |  | 0 | 0
33638 | IS 1328:2025 | IS 1328 : 1996, IS 7316 : 1974 |  | IS1328:1996; IS7316:1974 |  | 2 | 0
33639 | IS 848:2025 | IS 848 : 2006 |  | IS848:2006 |  | 1 | 0
33645 | IS 4027 (Part 1):2025 | IS 4027 : Part 1 : 1987 |  | IS4027:PART1:1987 |  | 1 | 0
33650 | IS 14712:2025 | IS 14712 : 1999 |  | IS14712:1999 |  | 1 | 0
33652 | IS 7098 (Part 1):2025 | IS 7098 : Part 1 : 1988 |  | IS7098:PART1:1988 |  | 1 | 0
33676 | IS/IEC 61730 (Part 1):2023 | IS/IEC 61730 : PART 1 : 2016 |  | ISIEC61730:PART1:2016 |  | 1 | 0
33679 | IS/IEC/TS 62915:2023 | IS/IEC/TS 62915 : 2018 |  | ISIECTS62915:2018 |  | 1 | 0
33683 | IS 398 (Part 2):2025 | IS 398 : Part 5 : 1992 |  | IS398:PART5:1992 |  | 1 | 0
33687 | IS 8144:2025 | IS 8144 : 2018 |  | IS8144:2018 |  | 1 | 0
33732 | IS 1586 (Part 1):2025 | IS 1586 : Part 1 : 2018 |  | IS1586:PART1:2018 |  | 1 | 0
33733 | IS 4027 (Part 6):2025 | IS 4027 : Part 6 : 1987 |  | IS4027:PART6:1987 |  | 1 | 0
33737 | IS 6912:2025 | IS 6912 : 2005 |  | IS6912:2005 |  | 1 | 0
33738 | IS 8362:2025 | IS 8362 : 1977 |  | IS8362:1977 |  | 1 | 0
33743 | IS/IEC 60127 (Part 6):2023 | IS/IEC 127 : PART 6 : 1994 |  | ISIEC127:PART6:1994 |  | 1 | 0
33788 | IS 17111:2025 | IS 17111 : 2019, IS 4398 : 1994 |  | IS17111:2019; IS4398:1994 |  | 2 | 0
33796 | IS 440:2025 | IS 440 : 1964 |  | IS440:1964 |  | 1 | 0
33878 | IS/IEC 60269 (Part 7):2021 |  |  |  |  | 0 | 0
33879 | IS/IEC 62271 (Part 202):2022 | IS/IEC 62271 : Part 202 : 2014 |  | ISIEC62271:PART202:2014 |  | 1 | 0
33880 | IS/IEC 62271 (Part 207):2023 | IS/IEC 62271 : PART 207 : 2012 |  | ISIEC62271:PART207:2012 |  | 1 | 0
33906 | IS 16103 (Part 1):2025 | IS 16103 : Part 1 : 2012 |  | IS16103:PART1:2012 |  | 1 | 0
33907 | IS 16103 (Part 2):2025 |  |  |  |  | 0 | 0
33994 | IS 3097:2025 | IS 3097 : 2006 |  | IS3097:2006 |  | 1 | 0
33999 | IS 12406:2025 |  |  |  |  | 0 | 0
34001 | IS 12823:2025 | IS 12823 : 2015 |  | IS12823:2015 |  | 1 | 0
34002 | IS 14587:2025 |  |  |  |  | 0 | 0
34006 | IS 3087:2025 |  |  |  |  | 0 | 0
34069 | IS 1077:2025 | IS 1077 : 1992 |  | IS1077:1992 |  | 1 | 0
34092 | IS/IEC 60691:2023 |  |  |  |  | 0 | 0
34147 | IS 15961:2025 | IS 15961 : 2012 |  | IS15961:2012 |  | 1 | 0
65588 | IS 1875:2025 | IS 1875 : 1992, IS 4368 : 1967 |  | IS1875:1992; IS4368:1967 |  | 2 | 0
65589 | IS 1470:2025 |  |  |  |  | 0 | 0
65698 | IS 3564:2025 | IS 3564:1995,IS 14912:2001 |  | IS3564:1995; IS14912:2001 |  | 2 | 0
65699 | IS 6315:2025 | IS 6315:1992 |  | IS6315:1992 |  | 1 | 0
65705 | IS 10773:2025 | IS 10773:1995 |  | IS10773:1995 |  | 1 | 0
65755 | IS 10748:2025 | IS 10748:2004 |  | IS10748:2004 |  | 1 | 0
65757 | IS 4454 (Part 2):2025 | IS 4454 (Part 2):2001 |  | IS4454PART2:2001 |  | 1 | 0
65762 | IS 733:2025 | IS: IS 733 : 1983 , IS 1285 : 2023 |  | IS:IS733:1983; IS1285:2023 |  | 2 | 0
65763 | IS 2062 (Part 1):2025 | IS 2062:2011 |  | IS2062:2011 |  | 1 | 0
65815 | IS 1170:2026 | IS 1170:1992 |  | IS1170:1992 |  | 1 | 0
65816 | IS 713:2026 | IS 713:1981 |  | IS713:1981 |  | 1 | 0
65819 | IS 19474:2026 |  |  |  |  | 0 | 0
65822 | IS 9839:2026 | IS 1340:1977,IS 9839:1981 |  | IS1340:1977; IS9839:1981 |  | 2 | 0
65849 | IS 13925 (Part 1):2025 | IS 13925 (Part 1):2012 |  | IS13925PART1:2012 |  | 1 | 0
65893 | IS 16102 (Part 1):2026 | IS 16102 (Part 1):2012 |  | IS16102PART1:2012 |  | 1 | 0
65894 | IS 16102 (Part 2):2026 | IS 16102 (Part 2):2017 |  | IS16102PART2:2017 |  | 1 | 0
65895 | IS 16614 (Part 1):2026 | IS 16614 (Part 1):2018 |  | IS16614PART1:2018 |  | 1 | 0
65896 | IS 10322 (Part 5/Sec 1):2026 | IS 10322 (Part 5/Sec 1):2012 |  | IS10322PART5SEC1:2012 |  | 1 | 0
65897 | IS 10322 (Part 5/Sec 2):2026 | IS 10322 (Part 5/Sec 2):2012 |  | IS10322PART5SEC2:2012 |  | 1 | 0
65898 | IS 10322 (Part 5/Sec 3):2026 | IS 10322 (Part 5/Sec 3):2012 |  | IS10322PART5SEC3:2012 |  | 1 | 0
65900 | IS 10322 (Part 5/Sec 5):2026 | IS 10322 (Part 5/Sec 5):2013 |  | IS10322PART5SEC5:2013 |  | 1 | 0
65902 | IS 10322 (Part 5/Sec 7):2026 | IS 10322 (Part 5/Sec 7):2017 |  | IS10322PART5SEC7:2017 |  | 1 | 0
65903 | IS 10322 (Part 5/Sec 8):2026 | IS 10322 (Part 5/Sec 8):2013 |  | IS10322PART5SEC8:2013 |  | 1 | 0
66097 | IS 6911:2026 | IS 6911:2017 |  | IS6911:2017 |  | 1 | 0
66103 | IS 19626:2026 |  |  |  |  | 0 | 0
66127 | IS 2507:2026 | IS 2507:1975,IS 7226:1974 |  | IS2507:1975; IS7226:1974 |  | 2 | 0
66383 | IS 12783:2026 | IS 12783:1989 |  | IS12783:1989 |  | 1 | 0
66481 | IS 2189:2026 | IS 2189:2008 |  | IS2189:2008 |  | 1 | 0
66494 | IS/IEC 61439 (Part 3):2024 | IS/IEC 61439 (Part 3):2012 |  | ISIEC61439PART3:2012 |  | 1 | 0
66495 | IS/IEC 61439 (Part 4):2024 | IS/IEC 61439 (Part 4):2012 |  | ISIEC61439PART4:2012 |  | 1 | 0
66502 | IS 17120:2026 | IS 17120:2019 |  | IS17120:2019 |  | 1 | 0
66503 | IS/IEC 60947 (Part 5/Sec 1):2024 | IS/IEC 60947 (Part 5/Sec 1):2016 |  | ISIEC60947PART5SEC1:2016 |  | 1 | 0
66504 | IS/IEC 61439 (Part 5):2023 | IS/IEC 61439 (Part 5):2014 |  | ISIEC61439PART5:2014 |  | 1 | 0
66542 | IS 3466:2026 | IS 3466:1988 |  | IS3466:1988 |  | 1 | 0
66574 | IS 2974 (Part 2):2026 | IS 2974 (Part 3):1992,IS 2974 (Part 4):1979,IS 2974 (Part 1):1982,IS 2974 (Part 2):1980 |  | IS2974PART3:1992; IS2974PART4:1979; IS2974PART1:1982; IS2974PART2:1980 |  | 4 | 0
66579 | IS 6909:2026 | IS 6909:1990 |  | IS6909:1990 |  | 1 | 0
66580 | IS 8041:2026 | IS 8041:1990 |  | IS8041:1990 |  | 1 | 0
66581 | IS 8043:2026 | IS 8043:1991 |  | IS8043:1991 |  | 1 | 0
66583 | IS 5897:2026 | IS 5897:1985 |  | IS5897:1985 |  | 1 | 0
66587 | IS/IEC 60947 (Part 4/Sec 1):2023 | IS/IEC 60947 (Part 4/Sec 1):2012,IS/IEC 60947 (Part 4/Sec 1):2018 |  | ISIEC60947PART4SEC1:2012; ISIEC60947PART4SEC1:2018 |  | 2 | 0
66590 | IS 1146:2026 | IS 1146:1981 |  | IS1146:1981 |  | 1 | 0
66678 | IS 9708:2026 | IS 9708:1993 |  | IS9708:1993 |  | 1 | 0
66690 | IS 1171:2026 | IS 1171:2011 |  | IS1171:2011 |  | 1 | 0
66700 | IS 16783:2026 | IS 16783:2018 |  | IS16783:2018 |  | 1 | 0
66701 | IS 17039:2026 | IS 17039:2018 |  | IS17039:2018 |  | 1 | 0
66789 | IS 8572:2025 | IS 8572:1993 |  | IS8572:1993 |  | 1 | 0
66902 | IS 12615:2026 | IS 12615:2018 |  | IS12615:2018 |  | 1 | 0
66954 | IS 432 (Part 1):2026 | IS 432 (Part 1):1982 |  | IS432PART1:1982 |  | 1 | 0
66958 | IS 4289 (Part 1):2026 | IS 4289 (Part 1):1984 |  | IS4289PART1:1984 |  | 1 | 0
66969 | IS/IEC 61537:2023 | IS/IEC 61537:2006 |  | ISIEC61537:2006 |  | 1 | 0
67003 | IS/IEC 60136:2024 | IS 14376:1996 |  | IS14376:1996 |  | 1 | 0
67005 | IS 1944:2026 | IS 1944 (Part 12):1970,IS 1944 (Part 5):1981,IS 1944 (Part 6):1981,IS 1944 (Part 7):1981 |  | IS1944PART12:1970; IS1944PART5:1981; IS1944PART6:1981; IS1944PART7:1981 |  | 4 | 0
67006 | IS 8783 (Part 2):2026 | IS 8783 (Part 2):1995 |  | IS8783PART2:1995 |  | 1 | 0
67008 | IS 8783 (Part 4/Sec 1):2026 | IS 8783 (Part 4/Sec 1):1995 |  | IS8783PART4SEC1:1995 |  | 1 | 0
67009 | IS 8783 (Part 4/Sec 2):2026 | IS 8783 (Part 4/Sec 2):1995 |  | IS8783PART4SEC2:1995 |  | 1 | 0
67010 | IS 8783 (Part 4/Sec 3):2026 | IS 8783 (Part 4/Sec 3):1995 |  | IS8783PART4SEC3:1995 |  | 1 | 0
67112 | IS 6452:2026 | IS 6452:1989 |  | IS6452:1989 |  | 1 | 0
67227 | IS 15086 (Part 10):2026 |  |  |  |  | 0 | 0

## Allied & References (Hardened)
source_pk | source_standardNumber | ref_standardNumber | ref_title | edge_type | ref_type_raw | ref_type_from_index | ref_pk_is_id | referenced_status | latest_edition_year
111 | IS 269:2015 | IS 4031 (Part 7):1988 | Methods of Physical Tests for Hydraulic Cement: Part 7 Determination of Compressive Strength of Masonry Cement (First Revision) | TEST_METHOD |  | Methods of tests | 256 | Current | 1988
111 | IS 269:2015 | IS 4031 (Part 8):1988 | Methods of Physical Tests for Hydraulic Cement: Part 8 Determination of Transverse and Compressive Strength of Plastic Mortar using Prism (First Revision) | TEST_METHOD |  | Methods of tests | 265 | Current | 1988
111 | IS 269:2015 | IS 4031 (Part 10):1988 | Methods of Physical Tests for Hydraulic Cement: Part 10 Determination of Drying Shrinkage (First Revision) | TEST_METHOD |  | Methods of tests | 358 | Current | 1988
111 | IS 269:2015 | IS 4031 (Part 13):1988 | Methods of Physical Tests for Hydraulic Cement - Part 13 : Measurement of Water Retentivity of Masonry Cement (First Revision) | TEST_METHOD |  | Methods of tests | 359 | Current | 1988
111 | IS 269:2015 | IS 2580:1995 | Textiles - Jute sacking bags for packing cement - Specification (Third Revision) | COMPONENT_PRODUCT |  |  |  | NOT_IN_INDEX
111 | IS 269:2015 | IS 3535:1986 | Methods of Sampling Hydraulic Cement (First revision) | TEST_METHOD |  | Methods of tests | 10113 | Current | 1986
111 | IS 269:2015 | IS 4031 (Part 1):1996 | Methods of Physical Tests for Hydraulic Cement: Part 1 Determination of Fineness by Dry Sieving (Second Revision) | TEST_METHOD |  | Methods of tests | 10662 | Current | 1996
111 | IS 269:2015 | IS 4031 (Part 11):1988 | Methods of Physical Tests for Hydraulic Cement: Part 11 Determination of Density (First Revision) | TEST_METHOD |  | Methods of tests | 10663 | Current | 1988
111 | IS 269:2015 | IS 4031 (Part 12):1988 | Methods of Physical Tests for Hydraulic Cement: Part 12 Determination of Air Content of Hydraulic Cement Mortar (First Revision) | TEST_METHOD |  | Methods of tests | 10664 | Current | 1988
111 | IS 269:2015 | IS 4031 (Part 2):1999 | Methods of Physical Tests for Hydraulic Cement: Part 2 Determination of fineness by Blaine air permeability method (Second Revision) | TEST_METHOD |  | Methods of tests | 10666 | Current | 1999
111 | IS 269:2015 | IS 4031 (Part 3):1988 | Methods of Physical Tests for Hydraulic Cement: Part 3 Determination of Soundness (First Revision) | TEST_METHOD |  | Methods of tests | 10667 | Current | 1988
111 | IS 269:2015 | IS 4031 (Part 4):1988 | Methods of Physical Tests for Hydraulic Cement: Part 4 Determination of Consistency of Standard Cement Paste (First Revision) | TEST_METHOD |  | Methods of tests | 10668 | Current | 1988
111 | IS 269:2015 | IS 4031 (Part 5):1988 | Methods of Physical Tests for Hydraulic Cement: Part 5 Determination of Initial and Final Setting Times (First Revision) | TEST_METHOD |  | Methods of tests | 10669 | Current | 1988
111 | IS 269:2015 | IS 4031 (Part 6):1988 | Methods of Physical Tests for Hydraulic Cement: Part 6 Determination of Compressive Strength of Hydraulic Cement other than Masonry Cement (First Revision) | TEST_METHOD |  | Methods of tests | 10670 | Current | 1988
111 | IS 269:2015 | IS 4031 (Part 9):1988 | Methods of Physical Tests for Hydraulic Cement: Part 9 Determination of Heat of Hydration (First Revision) | TEST_METHOD |  | Methods of tests | 10671 | Current | 1988
111 | IS 269:2015 | IS 4032:1985 | Method of Chemical Analysis of Hydraulic Cement (First Revision) | TEST_METHOD |  | Methods of tests | 10672 | Current | 1985
111 | IS 269:2015 | IS 4905:2015 | Random sampling and randomization procedures (First Revision) | TEST_METHOD |  | Others | 11627 | Current | 2015
111 | IS 269:2015 | IS 650:1991 | Standard sand for testing cement - Specification (Second Revision) | COMPONENT_PRODUCT |  | Product Specification | 13361 | Current | 1991
123 | IS 10 (Part 2):2013 | IS 10 (Part 1):1990 | Plywood Tea-Chests - Specification: Part 1 General (Fifth Revision) | COMPONENT_PRODUCT |  | Product Specification | 767 | Current | 1990
123 | IS 10 (Part 2):2013 | IS 2753 (Part 1):1991 | Methods for estimation of preservatives in treated timber and in treating solutions: Part 1 Deterrmination of copper, arsenic, chromium, zinc, boron, creosote and fuel oil | TEST_METHOD |  | Methods of tests | 9290 | Current | 1991
123 | IS 10 (Part 2):2013 | IS 4905:2015 | Random sampling and randomization procedures (First Revision) | TEST_METHOD |  | Others | 11627 | Current | 2015
123 | IS 10 (Part 2):2013 | IS 707:2011 | Timber Technology and Utilization of Wood, Bamboo and Cane - Glossary of Terms (Third Revision) | TERMINOLOGY |  | Terminology | 13981 | Current | 2011
123 | IS 10 (Part 2):2013 | IS 1734 (Part 1):1983 | Methods of test for plywood (Parts 1 to 20 in one volume) PART I DETERMINATION OF DENSITY AND--MOISTURE CONTENT | TEST_METHOD |  | Methods of tests | 21067 | Current | 1983
123 | IS 10 (Part 2):2013 | IS 1734 (Part 5):1983 | Methods of test for plywood (Parts 1 to 20 in one volume) PART 5 TEST FOR ADHESION OF PLIES | TEST_METHOD |  | Methods of tests | 21071 | Current | 1983
131 | IS 12762 (Part 3):2020 | IS 12762 (Part 2):2025 | Photovoltaic Devices Part 2 Requirements for Photovoltaic Reference Devices (Third Revision) | REFERENCED_UNKNOWN |  | Others | 33674 | Current | 2025
131 | IS 12762 (Part 3):2020 | IS 12763:2024 | Photovoltaic Devices Procedures for Temperature and Irradiance Corrections to Measured I-V Characteristics (Second Revision) | REFERENCED_UNKNOWN |  | Others | 31559 | Current | 2024
131 | IS 12762 (Part 3):2020 | IS 12762 (Part 7):2023 | Photovoltaic Devices Part 7: Computation of the Spectral Mismatch Correction For Measurements of Photovoltaic Devices (First Revision) | TEST_METHOD |  | Methods of tests | 28825 | Current | 2023
131 | IS 12762 (Part 3):2020 | IS 12762 (Part 1):2024 | Photovoltaic Devices Part 1 Measurement of Photovoltaic Current-Voltage Characteristics ( Second Revision ) | TEST_METHOD |  | Others | 31557 | Current | 2024
131 | IS 12762 (Part 3):2020 | IS 12762 (Part 5):2014 | Photovoltaic devices: Part 5 determination of the equivalent cell temperature (ECT) of photovoltaic (PV) devices by the open - Circuit voltage method (First Revision) | TEST_METHOD |  | Methods of tests | 21165 | Current | 2014
131 | IS 12762 (Part 3):2020 | IEC 60891:2021 | Photovoltaic devices – Procedures for temperature and irradiance corrections to measured I-V characteristics | REFERENCED_UNKNOWN |  |  |  | NOT_IN_INDEX
131 | IS 12762 (Part 3):2020 | IEC 60904 (Part-1):2020 | Photovoltaic devices – Part 1: Measurement of photovoltaic current-voltage characteristics | TEST_METHOD |  |  |  | NOT_IN_INDEX
131 | IS 12762 (Part 3):2020 | IEC 60904 (Part-2):2023 | Photovoltaic devices – Part 2: Requirements for photovoltaic reference devices | REFERENCED_UNKNOWN |  |  |  | NOT_IN_INDEX
131 | IS 12762 (Part 3):2020 | IEC 60904 (Part-5):2011 | Photovoltaic devices – Part 5: Determination of the equivalent cell temperature (ECT) of photovoltaic (PV) devices by the open-circuit voltage method | TEST_METHOD |  |  |  | NOT_IN_INDEX
131 | IS 12762 (Part 3):2020 | IEC 60904 (Part-7):2019 | Photovoltaic devices – Part 7: Computation of the spectral mismatch correction for measurements of photovoltaic devices | TEST_METHOD |  |  |  | NOT_IN_INDEX
131 | IS 12762 (Part 3):2020 | IEC 60904 (Part-8):2014 | Photovoltaic devices – Part 8: Measurement of spectral responsivity of a photovoltaic (PV) device | TEST_METHOD |  |  |  | NOT_IN_INDEX
131 | IS 12762 (Part 3):2020 | IEC 60904 (Part-9):2020 | Photovoltaic devices – Part 9: Solar simulator performance requirements | REFERENCED_UNKNOWN |  |  |  | NOT_IN_INDEX
131 | IS 12762 (Part 3):2020 | IEC 61853 (Part-4):2018 | Photovoltaic (PV) module performance testing and energy rating - Part 4: Standard reference climatic profiles | TEST_METHOD |  |  |  | NOT_IN_INDEX
162 | IS 13801:2013 | IS 1237:2012 | Cement Concrete Flooring Tiles - Specification (Second Revision) | INSTALLATION_CODE |  | Code of Practice | 3683 | Current | 2012
162 | IS 13801:2013 | IS 1489 (Part 1):1991 | Specification for Portland pozzolana cement Part 1 Flyash based | COMPONENT_PRODUCT |  |  |  | NOT_IN_INDEX
162 | IS 13801:2013 | IS 1489 (Part 2):1991 | Specification for Portland-pozzolana cement Part 2 calcined clay based | COMPONENT_PRODUCT |  |  | 6876 | Outdated edition cited | 2015
162 | IS 13801:2013 | IS 2500 (Part 1):2000 | Sampling procedures for inspection by attributes: Part 1 sampling schemes indexed by acceptance quality limit (AQL) for lot - By - Lot inspection (Third Revision) | TEST_METHOD |  | Others | 9007 | Current | 2000
162 | IS 13801:2013 | IS 3178:1996 | Abrasive emery grain - Specification (First Revision) | COMPONENT_PRODUCT |  | Product Specification | 9740 | Under Revision | 1996
162 | IS 13801:2013 | IS 3574 (Part 1):1965 | Specification for organic pigments for paints: Part 1 Azo pigments (toluidine red, chlorinated p-nitroaniline red, arylamide yellow, and para red) | COMPONENT_PRODUCT |  | Product Specification | 10152 | Draft/Formulation | 1965
162 | IS 13801:2013 | IS 3574 (Part 2):2000 | Organic pigments for paints - Specification: Part 2 phthalocyanines (First Revision) | COMPONENT_PRODUCT |  | Product Specification | 10153 | Current | 2000
162 | IS 13801:2013 | IS 383:2016 | Coarse and Fine Aggregate for Concrete - Specification (Third Revision) | COMPONENT_PRODUCT |  | Product Specification | 10425 | Current | 2016
162 | IS 13801:2013 | IS 411:2026 | Titanium Dioxide for Pigmentary Applications - Specification (Fifth Revision) | COMPONENT_PRODUCT |  | Product Specification | 66469 | Current | 2026
162 | IS 13801:2013 | IS 4905:2015 | Random sampling and randomization procedures (First Revision) | TEST_METHOD |  | Others | 11627 | Current | 2015
162 | IS 13801:2013 | IS 50:1980 | Withdrawl | REFERENCED_UNKNOWN |  |  |  | NOT_IN_INDEX
162 | IS 13801:2013 | IS 54:2025 | Green Oxide of Chromium for Paints - Specification (Third Revision ) | COMPONENT_PRODUCT |  | Product Specification | 33139 | Current | 2025
162 | IS 13801:2013 | IS 55:2025 | Ultramarine Blue for Paints - Specification (Second Revision) | COMPONENT_PRODUCT |  | Product Specification | 65633 | Current | 2025
162 | IS 13801:2013 | IS 56:2025 | Prussian Blue (Iron blue) for Paints - Specification ( Third Revision) | COMPONENT_PRODUCT |  | Product Specification | 65634 | Current | 2025
162 | IS 13801:2013 | IS 8041:2026 | Rapid Hardening Portland Cement Specification Third Revision of IS 8041 | COMPONENT_PRODUCT |  | Product Specification | 66580 | Current | 2026
162 | IS 13801:2013 | IS 8042:1989 | White Portland Cement - | REFERENCED_UNKNOWN |  |  | 15109 | Outdated edition cited | 2015
166 | IS 3812 (Part 2):2013 | IS 1727:1967 | Methods of Test for Pozzolanic Materials (First Revision) | TEST_METHOD |  | Methods of tests | 8138 | Current | 1967
166 | IS 3812 (Part 2):2013 | IS 1905:1987 | Structural use of unreinforced masonry - Code of practice (Third Revision) | INSTALLATION_CODE |  | Code of Practice | 8414 | Current | 1987
166 | IS 3812 (Part 2):2013 | IS 4032:1985 | Method of Chemical Analysis of Hydraulic Cement (First Revision) | TEST_METHOD |  | Methods of tests | 10672 | Current | 1985
166 | IS 3812 (Part 2):2013 | IS 4082:1996 | Stacking and storage of construction materials and components at site - Recommendations (Second Revision) | INSTALLATION_CODE |  | Code of Practice | 10718 | Current | 1996
166 | IS 3812 (Part 2):2013 | IS 4305:2026 | Glossary of terms relating to pozzolana (First Revision) | TERMINOLOGY |  | Terminology | 66543 | Current | 2026
166 | IS 3812 (Part 2):2013 | IS 6491:1972 | Methods of sampling fly ash | TEST_METHOD |  | Methods of tests | 13355 | Draft/Formulation | 1972
353 | IS 13730 (Part 31):2018 | IS 13730 (Part 0/Sec 4):2024 | Specification for particular types of winding wires Part 0 General requirements Sec 4 glass - Fibre wound resin or varnish impregnated bare or enamelled rectangular copper wire (Third Revision) | COMPONENT_PRODUCT |  | Product Specification | 32710 | Current | 2024
354 | IS 13730 (Part 32):2018 | IS 13730 (Part 0/Sec 4):2024 | Specification for particular types of winding wires Part 0 General requirements Sec 4 glass - Fibre wound resin or varnish impregnated bare or enamelled rectangular copper wire (Third Revision) | COMPONENT_PRODUCT |  | Product Specification | 32710 | Current | 2024
356 | IS 15834:2020 | IS 4905:2015 | Random sampling and randomization procedures (First Revision) | TEST_METHOD |  | Others | 11627 | Current | 2015
356 | IS 15834:2020 | IS 6527:1995 | Stainless steel wire rods - Specification (First Revision) | COMPONENT_PRODUCT |  |  |  | NOT_IN_INDEX
356 | IS 15834:2020 | IS 6911:2026 | STAINLESS STEEL PLATE, SHEET AND STRIP - SPECIFICATION (Third revision) | COMPONENT_PRODUCT |  | Product Specification | 66097 | Current | 2026
356 | IS 15834:2020 | IS 9844:1981 | Methods of testing corrosion resistance of electroplated and anodized aluminium coatings by neutral salt spray test | TEST_METHOD |  |  |  | NOT_IN_INDEX
356 | IS 15834:2020 | IS 1608 (Part 1):2022 | Metallic materials - Tensile testing - Part 1 : Method of test at room temperature ( Fifth Revision) | TEST_METHOD |  | Methods of tests | 26998 | Current | 2022
434 | IS 13730 (Part 4):2018 | IS 13730 (Part 0/Sec 1):2018 | Specifications for particular types of winding wires: Part 0 general requirements: Sec 1 enamelled round copper wire (Second Revision) | COMPONENT_PRODUCT |  | Product Specification | 21000 | Current | 2018
504 | IS 9338:2013 | IS 638:2024 | SHEET RUBBER JOINTING AND RUBBER INSERTION JOINTING - SPECIFICATION (Third Revision) | COMPONENT_PRODUCT |  | Product Specification | 32108 | Current | 2024
504 | IS 9338:2013 | IS 1030:1998 | Carbon steel castings for general engineering purposes - Specification (Fifth Revision) | COMPONENT_PRODUCT |  | Product Specification | 1118 | Current | 1998
504 | IS 9338:2013 | IS 14643:1999 | Unsintered polytetrafluoroethylene (ptfe) tape for thread sealing applications - Specification | COMPONENT_PRODUCT |  | Product Specification | 6560 | Draft/Formulation | 1999
504 | IS 9338:2013 | IS 1538:1993 | Cast iron fittings for pressure pipes for water, gas and sewage - Specification (Third Revision) | COMPONENT_PRODUCT |  | Product Specification | 7472 | Current | 1993
504 | IS 9338:2013 | IS 1570 (Part 5):1985 | Schedules for wrought steels: Part 5 stainless and heat - Resisting steels (Secoind Revision) | REFERENCED_UNKNOWN |  | Dimensions | 7881 | Current | 1985
504 | IS 9338:2013 | IS 1865:1991 | Iron castings with spheroidal or nodular graphite - Specification (Third Revision) | COMPONENT_PRODUCT |  | Product Specification | 8261 | Current | 1991
504 | IS 9338:2013 | IS 210:2009 | Grey iron castings - Specification (Fifth Revision) | COMPONENT_PRODUCT |  | Product Specification | 8644 | Current | 2009
504 | IS 9338:2013 | IS 318:1981 | Specification for leaded tin bronze ingots and castings (Second Revision) | COMPONENT_PRODUCT |  | Product Specification | 9742 | Current | 1981
504 | IS 9338:2013 | IS 320:1980 | Specification for high tensile brass rods and sections (Other Than Forging Stock) (Second Revision) | COMPONENT_PRODUCT |  | Product Specification | 9763 | Current | 1980
504 | IS 9338:2013 | IS 341:2016 | Black japan, types a, b and c - Specification (Second Revision) | COMPONENT_PRODUCT |  | Product Specification | 10013 | Current | 2016
504 | IS 9338:2013 | IS 4854 (Part 1):2023 | GLOSSARY OF TERMS FOR VALVES AND THEIR PARTS PART 1 SCREW- DOWN STOP CHECK AND GATE VALVES AND THEIR PARTS ( First Revision ) | TERMINOLOGY |  | Terminology | 29495 | Current | 2023
504 | IS 9338:2013 | IS 5414:2024 | GASKETS AND PACKINGS GLAND PACKING JUTE AND HEMP SPECIFICATION Second Revision | COMPONENT_PRODUCT |  | Product Specification | 31510 | Current | 2024
504 | IS 9338:2013 | IS 6603:2024 | Stainless Steel Semi-Finished Products, Bars, Wire Rods and Bright Bars — Specification (Second Revision) | COMPONENT_PRODUCT |  | Product Specification | 30879 | Current | 2024
504 | IS 9338:2013 | IS 7008 (Part 3):2023 | ISO METRIC TRAPEZOIDAL SCREW THREADS PART 3 BASIC DIMENSIONS (Second Revision of IS 7008(Part 3)) | REFERENCED_UNKNOWN |  | Dimensions | 28431 | Current | 2023
504 | IS 9338:2013 | IS 9862:2017 | Specification for ready mixed paint, brushing, bituminous, black, acid, alkali, water and chlorine resistlng (First Revision) | COMPONENT_PRODUCT |  | Product Specification | 17292 | Current | 2017
504 | IS 9338:2013 | IS 1367 (Part 1):2014 | Technical supply conditions for threaded steel fasteners: Part 1 general requirements for bolts, screws, studs and nuts (Fourth Revision) | REFERENCED_UNKNOWN |  | Others | 18319 | Current | 2014
683 | IS 10 (Part 3):1974 | IS 4905:2015 | Random sampling and randomization procedures (First Revision) | TEST_METHOD |  | Others | 11627 | Current | 2015
683 | IS 10 (Part 3):1974 | IS 707:2011 | Timber Technology and Utilization of Wood, Bamboo and Cane - Glossary of Terms (Third Revision) | TERMINOLOGY |  | Terminology | 13981 | Current | 2011
683 | IS 10 (Part 3):1974 | IS 1708 (Part 1):1986 | Determination of moisture content (See IS 1708: PARTS 1 TO 18) | TEST_METHOD |  | Methods of tests | 21095 | Current | 1986
684 | IS 10 (Part 4):1989 | IS 4905:2015 | Random sampling and randomization procedures (First Revision) | TEST_METHOD |  | Others | 11627 | Current | 2015
767 | IS 10 (Part 1):1990 | IS 10 (Part 3):1974 | Specification for Plywood Tea-Chests: Part 3 Battens (Fourth Revision) | COMPONENT_PRODUCT |  | Product Specification | 683 | Current | 1974
767 | IS 10 (Part 1):1990 | IS 10 (Part 4):1989 | Plywood Tea-Chests - Specification: Part 4 Metal Fittings (Fifth Revision) | COMPONENT_PRODUCT |  | Product Specification | 684 | Current | 1989
767 | IS 10 (Part 1):1990 | IS 10 (Part 5):1976 | Specification for Plywood Tea-Chests: Part 5 Assembly and Packing (Fourth Revision) | INSTALLATION_CODE |  | Code of Practice | 685 | Current | 1976
767 | IS 10 (Part 1):1990 | IS 1060 (Part 2):1960 | Methods of sampling and test for paper and allied products: Part 2 | TEST_METHOD |  | Methods of tests | 1444 | Draft/Formulation | 1960
767 | IS 10 (Part 1):1990 | IS 1060 (Part 3):1969 | Methods of sampling and test for paper and allied products: Part 3 | TEST_METHOD |  | Methods of tests | 1445 | Draft/Formulation | 1969
767 | IS 10 (Part 1):1990 | IS 4006 (Part 2):2024 | Paper and Pulp Based Packaging Materials - Methods of Test Part 2 Odour, Ply Separation, Puncture, and Reducible Sulphur ( Second Revision ) | TEST_METHOD |  | Methods of tests | 32516 | Current | 2024
767 | IS 10 (Part 1):1990 | IS 5012:2024 | Cellulose Film - Specification ( Second Revision ) | COMPONENT_PRODUCT |  | Product Specification | 32518 | Current | 2024
767 | IS 10 (Part 1):1990 | IS 7028 (Part 4):1987 | Performance tests for complete, filled transport packages part4 vertical impact drop (First Revision) | TEST_METHOD |  | Methods of tests | 13937 | Current | 1987
767 | IS 10 (Part 1):1990 | IS 7028 (Part 6):1987 | Performance tests for complete, filled transport packages: Part 6 compression test (First Revision) | TEST_METHOD |  | Methods of tests | 13939 | Current | 1987
767 | IS 10 (Part 1):1990 | IS 707:2011 | Timber Technology and Utilization of Wood, Bamboo and Cane - Glossary of Terms (Third Revision) | TERMINOLOGY |  | Terminology | 13981 | Current | 2011
767 | IS 10 (Part 1):1990 | IS 723:2023 | Steel Countersunk Head Wire Nails - Specification ( Second Revision ) | COMPONENT_PRODUCT |  | Product Specification | 29855 | Current | 2023
767 | IS 10 (Part 1):1990 | IS 8970:1991 | Alumintum foil laminatefor packaging - Specification (First Revision) | COMPONENT_PRODUCT |  | Product Specification | 16184 | Current | 1991
1562 | IS 10701:2012 | IS 2753 (Part 1):1991 | Methods for estimation of preservatives in treated timber and in treating solutions: Part 1 Deterrmination of copper, arsenic, chromium, zinc, boron, creosote and fuel oil | TEST_METHOD |  | Methods of tests | 9290 | Current | 1991
1562 | IS 10701:2012 | IS 2753 (Part 2):2014 | Methods for Estimation of Preservatives in Treated Timber and in Treating Solutions: Part 2 Determination of Copper (in copper Organic Preservative Salt) | TEST_METHOD |  | Methods of tests | 9291 | Current | 2014
1562 | IS 10701:2012 | IS 3629:1986 | Structural Timber In Building - Specification (First Revision) | COMPONENT_PRODUCT |  | Product Specification | 10217 | Current | 1986
1562 | IS 10701:2012 | IS 5539:1969 | Specification for preservative treated plywood | COMPONENT_PRODUCT |  | Product Specification | 12313 | Draft/Formulation | 1969
1562 | IS 10701:2012 | IS 707:2011 | Timber Technology and Utilization of Wood, Bamboo and Cane - Glossary of Terms (Third Revision) | TERMINOLOGY |  | Terminology | 13981 | Current | 2011
1562 | IS 10701:2012 | IS 7638:1999 | Wood/Lignocellulosic Based Panel Products - Methods of Sampling | TEST_METHOD |  | Methods of tests | 14628 | Current | 1999
1562 | IS 10701:2012 | IS 848:2025 | Synthetic Resin Adhesives for Plywood (Phenolic, Aminoplastic and Bio-Materials Based) - Specification ( Third Revision ) | COMPONENT_PRODUCT |  | Product Specification | 33639 | Current | 2025
1562 | IS 10701:2012 | IS 1734 (Part 1):1983 | Methods of test for plywood (Parts 1 to 20 in one volume) PART I DETERMINATION OF DENSITY AND--MOISTURE CONTENT | TEST_METHOD |  | Methods of tests | 21067 | Current | 1983
1562 | IS 10701:2012 | IS 1734 (Part 4):1983 | Methods of test for plywood PART 4 DETERMINATION OF GLUE SHEAR STRENGTH | TEST_METHOD |  | Methods of tests | 21070 | Current | 1983
1562 | IS 10701:2012 | IS 1734 (Part 6):1983 | Methods of test for plywood (Parts 1 to 20 in one volume) PART 6 DETERMINATION OF WATER RESISTANCE | TEST_METHOD |  | Methods of tests | 21072 | Current | 1983
1562 | IS 10701:2012 | IS 1734 (Part 7):1983 | Methods of test for plywood (Parts 1 to 20 in one volume) PART 7 MYCOLOGICAL TEST | TEST_METHOD |  | Methods of tests | 21073 | Current | 1983
1562 | IS 10701:2012 | IS 1734 (Part 9):1983 | Methods of test for plywood (Parts 1 to 20 in one volume) PART 9 DETERMINATION OF TENSILE STRENGTH | TEST_METHOD |  | Methods of tests | 21075 | Current | 1983
1562 | IS 10701:2012 | IS 1734 (Part 10):1983 | Methods of test for plywood (Parts 1 to 20 in one volume) PART 10 DETERMINATION OF COMPRESSIVE STRENGTH | TEST_METHOD |  | Methods of tests | 21076 | Current | 1983
1562 | IS 10701:2012 | IS 1734 (Part 11):1983 | Methods of test for plywood (Parts 1 to 20 in one volume) PART 11 DETERMINATION OF STATIC BENDING Strength | TEST_METHOD |  | Methods of tests | 21077 | Current | 1983
1562 | IS 10701:2012 | IS 1734 (Part 13):1983 | Methods of test for plywood (Parts 1 to 20 in one volume) PART 13 DETERMINATION OF PANEL SHEAR STRENGTH | TEST_METHOD |  | Methods of tests | 21079 | Current | 1983
1562 | IS 10701:2012 | IS 1734 (Part 14):1983 | Methods of test for plywood (Parts 1 to 20 in one volume) PART 14 DETERMINATION OF PLATE SHEAR STRENGTH | TEST_METHOD |  | Methods of tests | 21080 | Current | 1983
1683 | IS 1079:2017 | IS 1956 (Part 4):2013 | Glossary of terms relating to iron and steel: Part 4 flat products (Second Revision) | TERMINOLOGY |  | Terminology | 413 | Current | 2013
1683 | IS 1079:2017 | IS 1599:2023 | Metallic materials Bend test | TEST_METHOD |  | Methods of tests | 29584 | Current | 2023
1683 | IS 1079:2017 | IS 1608:2005 | Mechanical testing of metals - Tensile Testing | TEST_METHOD |  |  |  | NOT_IN_INDEX
1683 | IS 1079:2017 | IS 1730:1989 | Steel Plates, Sheets Strips and Flats for Structural and General Engineering Purposes - Dimensions (Second Revision) | REFERENCED_UNKNOWN |  | Dimensions | 8140 | Under Revision | 1989
1683 | IS 1079:2017 | IS 1852:1985 | Specification for rolling and cutting tolerances for hot - Rolled steel products (Fourth Revision) | COMPONENT_PRODUCT |  | Product Specification | 8250 | Current | 1985
1683 | IS 1079:2017 | IS 228 (Part 1):2025 | Methods for Chemical Analysis of Steels Part 1 Determination of Carbon by Volumetric Method (For Carbon 0.05 to 2.50 Percent) (Fourth Revision) | TEST_METHOD |  | Methods of tests | 33071 | Current | 2025
1683 | IS 1079:2017 | IS 3803 (Part 1):2023 | Steel - Conversion of elongation values: Part 1 carbon and low alloy steels | REFERENCED_UNKNOWN |  | Dimensions | 28392 | Current | 2023
1683 | IS 1079:2017 | IS 8910:2022 | General technical delivery requirements for steel and steel products | COMPONENT_PRODUCT |  | Others | 27290 | Current | 2022
1683 | IS 1079:2017 | IS/ISO 16160:2012 | Hot-rolled steel sheet products Dimensional and shape tolerances | COMPONENT_PRODUCT |  | Dimensions | 29226 | Current | 2012
1683 | IS 1079:2017 | IS 10175:2018 | Metallic materials - Sheet and strip - Erichsen cupping test (Third Revision) | TEST_METHOD |  | Methods of tests | 21620 | Current | 2018
1683 | IS 1079:2017 | ISO 16160:2005 |  | REFERENCED_UNKNOWN |  |  |  | NOT_IN_INDEX
2616 | IS 11504:2020 | IS 1566:1982 | Specification for Hard - Drawn Steel Wire Fabric for Concrete Reinforcement (Second Revision) | COMPONENT_PRODUCT |  | Product Specification | 7823 | Current | 1982
2616 | IS 11504:2020 | IS 1786:2008 | High Strength Deformed Steel Bars and Wires for Concrete Reinforcement - Specification (Fourth Revision) | COMPONENT_PRODUCT |  | Product Specification | 8195 | Current | 2008
2616 | IS 11504:2020 | IS 1893 (Part 2):2014 | Criteria for Earthquake Resistant Design of Structures Part 2 Liquid Retaining Tanks | INSTALLATION_CODE |  | Code of Practice | 8400 | Current | 2014
2616 | IS 11504:2020 | IS 1893 (Part 1):2025 | Design Earthquake Hazard and Criteria for Earthquake-Resistant Design of Structures Part 1 General Provisions ( Seventh Revision ) | REFERENCED_UNKNOWN |  |  | 8401 | Published | 2016
2616 | IS 11504:2020 | IS 1893 (Part 4):2024 | Criteria For Earthquake Resistant Design of Structures Part 4 Industrial Structures Including Stack- Like Structures (Second Revision) | REFERENCED_UNKNOWN |  | Others | 30650 | Current | 2024
2616 | IS 11504:2020 | IS 2210:2023 | Criteria for Design of Reinforced Concrete Shell Structures and Folded Plates | INSTALLATION_CODE |  | Code of Practice | 29727 | Current | 2023
2616 | IS 11504:2020 | IS 2309:1989 | Code of practice for the protection of buildings and allied structures against lightning | INSTALLATION_CODE |  |  |  | NOT_IN_INDEX
2616 | IS 11504:2020 | IS 2911 (Part 1/Sec 1):2010 | Design and construction of pile foundations - Code of practice: Part 1 concrete piles: Sec 1 driven cast in-situ concrete piles (Second Revision) | INSTALLATION_CODE |  | Code of Practice | 9425 | Under Revision | 2010
2616 | IS 11504:2020 | IS 2911 (Part 1/Sec 2):2010 | Design and construction of pile foundations - Code of practice: Part 1 concrete piles: Sec 2 bored cast in-situ concrete piles (Second Revision) | INSTALLATION_CODE |  | Code of Practice | 9426 | Under Revision | 2010
2616 | IS 11504:2020 | IS 2911 (Part 1/Sec 3):2010 | Design and Construction of Pile Foundations — Code Of Practice Part 1 Concrete Piles: Section 3 Driven Precast Concrete Piles (Second Revision) | INSTALLATION_CODE |  | Code of Practice | 9427 | Under Revision | 2010
2616 | IS 11504:2020 | IS 3370 (Part 1):2021 | Concrete Structures for Retaining Aqueous Liquids - Code of Practice : Part 1 General Requirements (Second Revision) | INSTALLATION_CODE |  | Code of Practice | 25697 | Current | 2021
2616 | IS 11504:2020 | IS 3370 (Part 2):2021 | Concrete Structures for Retaining Aqueous Liquids - Code of Practice : Part 2 Plain and Reinforced Concrete (Second Revision) | INSTALLATION_CODE |  | Code of Practice | 25698 | Current | 2021
2616 | IS 11504:2020 | IS 3370 (Part 3):2021 | Concrete Structures for Retaining Aqueous Liquids - Code of Practice : Part 3 Prestressed Concrete (First Revision) | INSTALLATION_CODE |  | Code of Practice | 25716 | Current | 2021
2616 | IS 11504:2020 | IS 432 (Part 1):2026 | Specification for Mild Steel And Medium Tensile Steel Bars and Hard-Drawn Steel Wire for Concrete Reinforcement Part 1 Mild Steel and Medium Tensile Steel Bars Fourth Revision | COMPONENT_PRODUCT |  | Product Specification | 66954 | Current | 2026
2616 | IS 11504:2020 | IS 432 (Part 2):1982 | Specification for Mild Steel and Medium Tensile Steel Bars and Hard-Drawn Steel Wire for Concrete Reinforcement: Part 2 Hard-Drawn Steel Wire (Third Revision) | COMPONENT_PRODUCT |  | Product Specification | 10951 | Current | 1982
2616 | IS 11504:2020 | IS 456:2000 | Plain and reinforced concrete - Code of practice (Fourth Revision) | INSTALLATION_CODE |  | Code of Practice | 11249 | Current | 2000
2616 | IS 11504:2020 | IS 800:2007 | General construction in steel - Code of practice (Third Revision) | INSTALLATION_CODE |  | Code of Practice | 15051 | Current | 2007
2616 | IS 11504:2020 | IS 875 (Part 1):2026 | Design Loads Other than Earthquake for Buildings and Structures Code of Practice Part 1 Dead Loads Unit Weights of Building Construction and Stored Materials | INSTALLATION_CODE |  | Code of Practice | 66546 | Current | 2026
2616 | IS 11504:2020 | IS 875 (Part 2):1987 | Code of practice for design loads (Other Than Earthquake) for buildings and structures: Part 2 imposed loads (Second Revision) | INSTALLATION_CODE |  | Code of Practice | 15932 | Under Revision | 1987
2616 | IS 11504:2020 | IS 875 (Part 3):2015 | Design Loads (Other than Earthquake) for Buildings and Structures - Code of Practice Part 3 Wind Loads ( Third Revision ) | INSTALLATION_CODE |  | Code of Practice | 15933 | Current | 2015
2616 | IS 11504:2020 | IS 875 (Part 4):2021 | Design Loads (other than Earthquake) for Buildings and Structures - Code of Practice: Part 4 Snow Loads (Third Revision) | INSTALLATION_CODE |  | Code of Practice | 26849 | Current | 2021
2616 | IS 11504:2020 | IS 875 (Part 5):1987 | Design loads (Other Than Earthquake) for buildings and structures - Cod of practice for : Part 5 special loads and load combinations (Second Revision) | INSTALLATION_CODE |  | Code of Practice | 15935 | Under Revision | 1987
2616 | IS 11504:2020 | IS 16651:2017 | High Strength Deformed Stainless Steel Bars and Wires for Concrete Reinforcement - Specification | COMPONENT_PRODUCT |  | Product Specification | 22610 | Draft/Formulation | 2017
2629 | IS 11513:2017 | IS 1956 (Part 4):2013 | Glossary of terms relating to iron and steel: Part 4 flat products (Second Revision) | TERMINOLOGY |  | Terminology | 413 | Current | 2013
2629 | IS 11513:2017 | IS 1730:1989 | Steel Plates, Sheets Strips and Flats for Structural and General Engineering Purposes - Dimensions (Second Revision) | REFERENCED_UNKNOWN |  | Dimensions | 8140 | Under Revision | 1989
2629 | IS 11513:2017 | IS 228 (Part 1):2025 | Methods for Chemical Analysis of Steels Part 1 Determination of Carbon by Volumetric Method (For Carbon 0.05 to 2.50 Percent) (Fourth Revision) | TEST_METHOD |  | Methods of tests | 33071 | Current | 2025
2629 | IS 11513:2017 | IS 8910:2022 | General technical delivery requirements for steel and steel products | COMPONENT_PRODUCT |  | Others | 27290 | Current | 2022
2629 | IS 11513:2017 | IS/ISO 16160:2012 | Hot-rolled steel sheet products Dimensional and shape tolerances | COMPONENT_PRODUCT |  | Dimensions | 29226 | Current | 2012
2629 | IS 11513:2017 | ISO 16160:2005 |  | REFERENCED_UNKNOWN |  |  |  | NOT_IN_INDEX
2985 | IS 1180 (Part 1):2014 | IS 16081:2013 | Insulating liquids - Specifications for unused synthetic organic esters for electrical purposes | COMPONENT_PRODUCT |  | Product Specification | 230 | Draft/Formulation | 2013
2985 | IS 1180 (Part 1):2014 | IS 11149:2024 | Rubber Gaskets - Specification | COMPONENT_PRODUCT |  | Product Specification | 32433 | Current | 2024
2985 | IS 1180 (Part 1):2014 | IS 12444:1988 | Copper Wire Rods for Electrical Applications — Specification ( First Revision ) | COMPONENT_PRODUCT |  |  | 3786 | Outdated edition cited | 2020
2985 | IS 1180 (Part 1):2014 | IS 13730 (Part 0/Sec 3):2012 | Specifications for particular types of winding wires: Part 0 general requirements: Sec 3 enamelled round aluminium wire (First Revision) | COMPONENT_PRODUCT |  | Product Specification | 5445 | Current | 2012
2985 | IS 1180 (Part 1):2014 | IS 13730 (Part 17):2024 | Specification for particular types of winding wires Part 17 Polyvinyl acetal enamelled rectangular copper wire class 105 (SECOND REVISION) | COMPONENT_PRODUCT |  | Product Specification | 32712 | Current | 2024
2985 | IS 1180 (Part 1):2014 | IS 13730 (Part 27):2018 | Specifications for Particular Types of Winding Wires Part 27 Paper Tape Covered Rectangular Copper Wire ( First Revision ) | COMPONENT_PRODUCT |  |  |  | NOT_IN_INDEX
2985 | IS 1180 (Part 1):2014 | IS 1576:1992 | Solid pressboard for electrical purposes - Specification (First Revision) | COMPONENT_PRODUCT |  | Product Specification | 7955 | Current | 1992
2985 | IS 1180 (Part 1):2014 | IS 1608:2005 | Mechanical testing of metals - Tensile Testing | TEST_METHOD |  |  |  | NOT_IN_INDEX
2985 | IS 1180 (Part 1):2014 | IS 1747:2023 | Nitrogen Compressed Gas and Liquid-Specification Second Revision | COMPONENT_PRODUCT |  | Product Specification | 28495 | Current | 2023
2985 | IS 1180 (Part 1):2014 | IS 1885 (Part 38):1993 | Electrotechnical vocabulary: Part 38 power transformers and reactors (Second Revision) | TERMINOLOGY |  | Terminology | 8316 | Current | 1993
2985 | IS 1180 (Part 1):2014 | IS 1897:2008 | Copper strip for electrical purposes - Specification (Third Revision) | COMPONENT_PRODUCT |  | Product Specification | 8405 | Current | 2008
2985 | IS 1180 (Part 1):2014 | IS 191:2007 | Copper - Specification (Fourth Revision) | COMPONENT_PRODUCT |  | Product Specification | 8419 | Current | 2007
2985 | IS 1180 (Part 1):2014 | IS 2026 (Part 1):2011 | Power transformers: Part 1 general (Second Revision) | COMPONENT_PRODUCT |  | Product Specification | 8555 | Current | 2011
2985 | IS 1180 (Part 1):2014 | IS 2026 (Part 2):2010 | Power transformers: Part 2 temperature - Rise (First Revision) | TEST_METHOD |  | Methods of tests | 8556 | Current | 2010
2985 | IS 1180 (Part 1):2014 | IS 2026 (Part 3):2018 | Power transformers: Part 3 insulation levels, dielectric tests and external clearances in air (Fourth Revision) | TEST_METHOD |  | Methods of tests | 8557 | Current | 2018
2985 | IS 1180 (Part 1):2014 | IS 2026 (Part 5):2011 | Power transformers: Part 5 ability to with stand short circuit (First Revision) | TEST_METHOD |  | Methods of tests | 8559 | Current | 2011
2985 | IS 1180 (Part 1):2014 | IS 2099:1986 | Bushings for alternating voltages above 1 000 Volts | REFERENCED_UNKNOWN |  |  |  | NOT_IN_INDEX
2985 | IS 1180 (Part 1):2014 | IS 3024:2006 | Grain orinted electrical steel sheets and strips | REFERENCED_UNKNOWN |  |  | 9543 | Outdated edition cited | 2015
2985 | IS 1180 (Part 1):2014 | IS 3347 (Part 1/Sec 1):1979 | Dimensions for porcelain transformer bushings for use in normal and lightly polluted atmospheres: Part 1 up to and including 1 kV: Sec 1 Porcelain Parts (First Revision) | REFERENCED_UNKNOWN |  | Dimensions | 9934 | Current | 1979
2985 | IS 1180 (Part 1):2014 | IS 3347 (Part 1/Sec 2):1979 | Dimensions for porcelain transformer bushings for use in normal and lightly polluted atmospheres: Part 1 up to and including 1 kV: Sec 2 metal parts (First Revision) | REFERENCED_UNKNOWN |  | Dimensions | 9935 | Current | 1979
2985 | IS 1180 (Part 1):2014 | IS 3347 (Part 2/Sec 1):1979 | Dimensions for porcelain transformer bushings for use in normal and lightly polluted atmospheres: Part 2- 3.6 kV bushings: Sec 1 porcelain parts (First Revision) | REFERENCED_UNKNOWN |  | Dimensions | 9936 | Current | 1979
2985 | IS 1180 (Part 1):2014 | IS 3347 (Part 2/Sec 2):1979 | Dimensions for porcelain transformer bushings for use in normal and lightly polluted atmospheres: Part 2- 3.6 kV bushings: Sec 2 metal parts (First Revision) | REFERENCED_UNKNOWN |  | Dimensions | 9937 | Current | 1979
2985 | IS 1180 (Part 1):2014 | IS 3347 (Part 3/Sec 1):1988 | Dimensions for porcelain transformer bushings for use in lightly polluted atmospheres: Part 3 -17.5 kV bushings: Sec 1 porcelain parts (Second Revision) | REFERENCED_UNKNOWN |  | Dimensions | 9938 | Current | 1988
2985 | IS 1180 (Part 1):2014 | IS 3347 (Part 3/Sec 2):1982 | Dimensions for porcelain transformer bushings for use in normal and lightly polluted atmospheres: Part 3- 12 and 17.5 kV bushings: Sec 2 metal parts (First Revision) | REFERENCED_UNKNOWN |  | Dimensions | 9939 | Current | 1982
2985 | IS 1180 (Part 1):2014 | IS 3347 (Part 4/Sec 1):1988 | Dimensions for porcelain transformer bushings for use in lightly polluted atmospheres: Part 4- 24 kV bushings: Sec 1 porcelain parts (Second Revision) | REFERENCED_UNKNOWN |  | Dimensions | 9940 | Current | 1988
2985 | IS 1180 (Part 1):2014 | IS 3347 (Part 4/Sec 2):1982 | Dimensions for porcelain transformer bushings for use in normal and lightly polluted atmospheres: Part 4 -24 kV bushings: Sec 2 metal parts (First Revision) | REFERENCED_UNKNOWN |  | Dimensions | 9941 | Current | 1982
2985 | IS 1180 (Part 1):2014 | IS 3347 (Part 5/Sec 1):1979 | Dimension for porcelain transformer bushings for use in normal and lightly polluted atmospheres: Part 5 - 36 kV bushings: Sec 1 porcelain parts (Second Revision) | REFERENCED_UNKNOWN |  | Dimensions | 9942 | Current | 1979
2985 | IS 1180 (Part 1):2014 | IS 3347 (Part 5/Sec 2):1979 | Dimensions for porcelain transformer bushings for use in normal and lightly polluted atmospheres: Part 5 -36 kV bushings: Sec 2 metal parts (First Revision) | REFERENCED_UNKNOWN |  | Dimensions | 9943 | Current | 1979
2985 | IS 1180 (Part 1):2014 | IS 335:1993 | New Insulating Oils | REFERENCED_UNKNOWN |  |  | 9948 | Outdated edition cited | 2018
2985 | IS 1180 (Part 1):2014 | IS 3639:1966 | Specification for fittings and accessories for power transformers | COMPONENT_PRODUCT |  | Product Specification | 10226 | Draft/Formulation | 1966
2985 | IS 1180 (Part 1):2014 | IS 4253 (Part 2):2008 | Cork composition sheets - Specification: Part 2 cork and rubber (Second Revision) | COMPONENT_PRODUCT |  | Product Specification | 10885 | Current | 2008
2985 | IS 1180 (Part 1):2014 | IS 554:1999 | Pipe threads where pressure - Tight joints are made on the threads - Dimensions, tolerances and designation (Fourth Revision) | REFERENCED_UNKNOWN |  | Dimensions | 12314 | Current | 1999
2985 | IS 1180 (Part 1):2014 | IS 7404 (Part 1):1991 | Paper covered copper conductors - Specification: Part 1 round conductors (First Revision) | COMPONENT_PRODUCT |  |  |  | NOT_IN_INDEX
2985 | IS 1180 (Part 1):2014 | IS 7421:1988 | Specification for porcelain bushings for alternating voltages upto and including 1 000 V (First Revision) | COMPONENT_PRODUCT |  | Product Specification | 14372 | Current | 1988
2985 | IS 1180 (Part 1):2014 | IS 8999:2003 | Pipe threads where pressure - Tight joints are made on the threads - Verification by means of limit gauges (First Revision) | INSTALLATION_CODE |  | Code of Practice | 16212 | Current | 2003
2985 | IS 1180 (Part 1):2014 | IS 9335 (Part 1):2024 | Cellulosic Papers for Electrical Purposes —Specification Part 1 Definitions and General Requirements (First Revision) | TERMINOLOGY |  | Terminology | 30826 | Current | 2024
2985 | IS 1180 (Part 1):2014 | IS 9335 (Part 2):2024 | Cellulosic Papers for Electrical Purposes Part 2 Methods of Test (Second Revision) | TEST_METHOD |  | Methods of tests | 30827 | Current | 2024
2985 | IS 1180 (Part 1):2014 | IS 9335 (Part 3/Sec 1):1984 | Specification for cellulosic papers for electrical purposes: Part 3 specifications for individual materials: Sec 1 general purpose electrical paper | COMPONENT_PRODUCT |  | Product Specification | 16677 | Draft/Formulation | 1984
2985 | IS 1180 (Part 1):2014 | IS 9335 (Part 3/Sec 3):1984 | Specification for cellulosic papers for electrical purposes: Part 3 specifications for individual materials: Sec 3 crepe paper | COMPONENT_PRODUCT |  | Product Specification | 16679 | Draft/Formulation | 1984
2985 | IS 1180 (Part 1):2014 | IS 9335 (Part 3/Sec 5):1985 | Specification for cellulosic papers for electrical purposes: Part 3 specifications for individual materials: Sec 5 special papers | COMPONENT_PRODUCT |  | Product Specification | 16681 | Draft/Formulation | 1985
2985 | IS 1180 (Part 1):2014 | IS 2026 (Part 8):2009 | Power transformers: Part 8 application guide | INSTALLATION_CODE |  | Code of Practice | 18680 | Draft/Formulation | 2009
2985 | IS 1180 (Part 1):2014 | IS 6162 (Part 1):1971 | Specification for paper - Covered aluminium conductors: Part 1 round conductors | COMPONENT_PRODUCT |  |  |  | NOT_IN_INDEX
2985 | IS 1180 (Part 1):2014 | IS 6162 (Part 2):1971 | Specification for paper covered aluminium conductors: Part 2 rectangular conductors | COMPONENT_PRODUCT |  |  |  | NOT_IN_INDEX
2985 | IS 1180 (Part 1):2014 | IS 2026 (Part 10):2025 | Power transformers: Part 10 determination of sound levels ( First Revision ) | TEST_METHOD |  | Methods of tests | 32746 | Current | 2025
3156 | IS 1195:2002 | IS 245:1988 | Trichloroethylene, Technical | REFERENCED_UNKNOWN |  |  | 8957 | Outdated edition cited | 2020
3156 | IS 1195:2002 | IS 334:2023 | Glossary of terms relating to bitumen and tar (Fourth Revision) | TERMINOLOGY |  | Terminology | 28428 | Current | 2023
3156 | IS 1195:2002 | IS 54:2025 | Green Oxide of Chromium for Paints - Specification (Third Revision ) | COMPONENT_PRODUCT |  | Product Specification | 33139 | Current | 2025
3156 | IS 1195:2002 | IS 702:2022 | Industrial bitumen - Specification (Third Revision) | COMPONENT_PRODUCT |  | Product Specification | 27271 | Under Review | 2022
3156 | IS 1195:2002 | IS 1203:2022 | Methods for testing tar and bituminous materials - Determination of penetration (Second Revision) | TEST_METHOD |  | Methods of tests | 27677 | Current | 2022
3156 | IS 1195:2002 | IS 1205:2022 | Methods for testing tar and bituminous materials - Determination of softening point - Ring and ball apparatus (Second Revision) | TEST_METHOD |  | Methods of tests | 27269 | Current | 2022
3156 | IS 1195:2002 | IS 1212:2022 | Methods for testing tar and bituminous materials - Determination of loss on heating (Second Revision) | TEST_METHOD |  | Methods of tests | 27324 | Current | 2022
3156 | IS 1195:2002 | IS 1217:2024 | Tar and Bituminous Materials - Determination of Mineral Matter (Ash) - Methods of Test (Second revision) | TEST_METHOD |  | Methods of tests | 31898 | Current | 2024
3156 | IS 1195:2002 | IS 1840:1961 | Benzene, Reagent Grade | REFERENCED_UNKNOWN |  |  |  | NOT_IN_INDEX
3156 | IS 1195:2002 | IS 2386 (Part 1):1963 | Methods of Test for Aggregates for Concrete: Part 1 Particle Size and Shape | TEST_METHOD |  | Methods of tests | 18826 | Draft/Formulation | 1963
3156 | IS 1195:2002 | IS 1216:2026 | Tar and bituminous materials - Determination of solubility in trichloroethylene or toluene - Methods of test (Third Revision) | TEST_METHOD |  | Methods of Tests | 66721 | Current | 2026
3271 | IS 12021:2015 | IS 10580:1983 | Service conditions for electrical equipment | TERMINOLOGY |  | Terminology | 1421 | Draft/Formulation | 1983
3271 | IS 12021:2015 | IS 1076 (Part 1):1985 | Preferred numbers: Part 1 series of preferred numbers (Second Revision) | INSTALLATION_CODE |  | Code of Practice | 1650 | Current | 1985
3271 | IS 12021:2015 | IS 1885 (Part 38):1993 | Electrotechnical vocabulary: Part 38 power transformers and reactors (Second Revision) | TERMINOLOGY |  | Terminology | 8316 | Current | 1993
3271 | IS 12021:2015 | IS 3156 (Part 1):1992 | Voltage transformers: Part 1 General requirements | REFERENCED_UNKNOWN |  |  |  | NOT_IN_INDEX
3271 | IS 12021:2015 | IS 9678:1980 | Methods of measuring temperature-rise of electrical equipment | TEST_METHOD |  | Methods of tests | 17084 | Draft/Formulation | 1980
3271 | IS 12021:2015 | IS/IEC 60947 (Part 1):2020 | LOW-VOLTAGE SWITCHGEAR AND CONTROLGEAR PART 1 GENERAL RULES | SAFETY_STANDARD |  | Safety Standard | 28751 | Current | 2020
3683 | IS 1237:2012 | IS 15622:2006 | Pressed ceramic tiles - (Superseding IS 13753:1993, IS 13754:1993, IS 13755:1993 and IS 13756:1993) | REFERENCED_UNKNOWN |  |  | 7775 | Outdated edition cited | 2017
3714 | IS 1239 (Part 2):2011 | IS 1239 (Part 1):2004 | Steel tubes, tubulars and other wrought steel fittings - Specification: Part 1 steel tubes (Sixth Revision) | COMPONENT_PRODUCT |  | Product Specification | 3713 | Current | 2004
3714 | IS 1239 (Part 2):2011 | IS 1387:1993 | General requirements for the supply of metallurgical materials (Second Revision) | COMPONENT_PRODUCT |  | Others | 5659 | Current | 1993
3714 | IS 1239 (Part 2):2011 | IS 1501:2002 | Method For Vickers Hardness Test for Metallic Materials | COMPONENT_PRODUCT |  |  |  | NOT_IN_INDEX
3714 | IS 1239 (Part 2):2011 | IS 1608:2005 | Mechanical testing of metals - Tensile Testing | TEST_METHOD |  |  |  | NOT_IN_INDEX
3714 | IS 1239 (Part 2):2011 | IS 1879:2010 | Malleable cast iron pipe fittings - Specification (Third Revision) | COMPONENT_PRODUCT |  | Product Specification | 8280 | Current | 2010
3714 | IS 1239 (Part 2):2011 | IS 2335:2005 | Metallic Materials - Tube - Drift expanding test (Second Revision) | TEST_METHOD |  | Methods of tests | 8864 | Current | 2005
3714 | IS 1239 (Part 2):2011 | IS 2629 (Part 1):2025 | Process, Design, Testing and Application of Hot Dip Galvanizing of Iron and Steel - Code of Practice Part 1 Batch Process ( Second Revision ) | INSTALLATION_CODE |  | Code of Practice | 33967 | Current | 2025
3714 | IS 1239 (Part 2):2011 | IS 554:1999 | Pipe threads where pressure - Tight joints are made on the threads - Dimensions, tolerances and designation (Fourth Revision) | REFERENCED_UNKNOWN |  | Dimensions | 12314 | Current | 1999
3714 | IS 1239 (Part 2):2011 | IS 228:1959 | Methods of chemical analysis of pig iron, cast iron and plain carbon and low alloy steel | REFERENCED_UNKNOWN |  |  |  | NOT_IN_INDEX
4001 | IS 12592:2002 | IS 12269:2013 | Ordinary Portland cement, 53 grade | REFERENCED_UNKNOWN |  |  |  | NOT_IN_INDEX
4001 | IS 12592:2002 | IS 269:2013 | Ordinary Portland Cement, 33 Grade | REFERENCED_UNKNOWN |  |  | 111 | Outdated edition cited | 2015
4001 | IS 12592:2002 | IS 8112:2013 | Ordinary Portland Cement, 43 Grade | REFERENCED_UNKNOWN |  |  |  | NOT_IN_INDEX
4001 | IS 12592:2002 | IS 12330:1988 | Specificatioon for Sulphate Resisting Portland Cement | COMPONENT_PRODUCT |  | Product Specification | 3643 | Draft/Formulation | 1988
4001 | IS 12592:2002 | IS 1489 (Part 1):1991 | Specification for Portland pozzolana cement Part 1 Flyash based | COMPONENT_PRODUCT |  |  |  | NOT_IN_INDEX
4001 | IS 12592:2002 | IS 1489 (Part 2):1991 | Specification for Portland-pozzolana cement Part 2 calcined clay based | COMPONENT_PRODUCT |  |  | 6876 | Outdated edition cited | 2015
4001 | IS 12592:2002 | IS 1786:2008 | High Strength Deformed Steel Bars and Wires for Concrete Reinforcement - Specification (Fourth Revision) | COMPONENT_PRODUCT |  | Product Specification | 8195 | Current | 2008
4001 | IS 12592:2002 | IS 2062 (Part 1):2025 | Structural Steel - Part 1 - Hot Rolled Medium and High tensile Steel | COMPONENT_PRODUCT |  | Product Specification | 65763 | Current | 2025
4001 | IS 12592:2002 | IS 383:2016 | Coarse and Fine Aggregate for Concrete - Specification (Third Revision) | COMPONENT_PRODUCT |  | Product Specification | 10425 | Current | 2016
4001 | IS 12592:2002 | IS 432 (Part 1):2026 | Specification for Mild Steel And Medium Tensile Steel Bars and Hard-Drawn Steel Wire for Concrete Reinforcement Part 1 Mild Steel and Medium Tensile Steel Bars Fourth Revision | COMPONENT_PRODUCT |  | Product Specification | 66954 | Current | 2026
4001 | IS 12592:2002 | IS 432 (Part 2):1982 | Specification for Mild Steel and Medium Tensile Steel Bars and Hard-Drawn Steel Wire for Concrete Reinforcement: Part 2 Hard-Drawn Steel Wire (Third Revision) | COMPONENT_PRODUCT |  | Product Specification | 10951 | Current | 1982
4001 | IS 12592:2002 | IS 455:1989 | Portland Slag Cement - Specification | COMPONENT_PRODUCT |  |  | 11238 | Outdated edition cited | 2015
4001 | IS 12592:2002 | IS 456:2000 | Plain and reinforced concrete - Code of practice (Fourth Revision) | INSTALLATION_CODE |  | Code of Practice | 11249 | Current | 2000
4001 | IS 12592:2002 | IS 6909:2026 | Supersulphated Cement - Specification (Second Revision of IS 6909) | COMPONENT_PRODUCT |  | Product Specification | 66579 | Current | 2026
4001 | IS 12592:2002 | IS 8041:2026 | Rapid Hardening Portland Cement Specification Third Revision of IS 8041 | COMPONENT_PRODUCT |  | Product Specification | 66580 | Current | 2026
4001 | IS 12592:2002 | IS 8043:2026 | Hydrophobic Portland Cement Specification Third Revision of IS 8043 | COMPONENT_PRODUCT |  | Product Specification | 66581 | Current | 2026
4001 | IS 12592:2002 | IS 9103:1999 | Concrete Admixtures -Specification (First Revision) | COMPONENT_PRODUCT |  | Product Specification | 16372 | Current | 1999
4003 | IS 12594:1988 | IS 13229:1991 | Zinc for galvanizing - Specification | COMPONENT_PRODUCT |  |  |  | NOT_IN_INDEX
4003 | IS 12594:1988 | IS 1786:2008 | High Strength Deformed Steel Bars and Wires for Concrete Reinforcement - Specification (Fourth Revision) | COMPONENT_PRODUCT |  | Product Specification | 8195 | Current | 2008
4003 | IS 12594:1988 | IS 2062 (Part 1):2025 | Structural Steel - Part 1 - Hot Rolled Medium and High tensile Steel | COMPONENT_PRODUCT |  | Product Specification | 65763 | Current | 2025
4003 | IS 12594:1988 | IS 209:2024 | Refined Zinc - Specification (Fifth Revision) | COMPONENT_PRODUCT |  | Product Specification | 30380 | Current | 2024
4003 | IS 12594:1988 | IS 2629 (Part 1):2025 | Process, Design, Testing and Application of Hot Dip Galvanizing of Iron and Steel - Code of Practice Part 1 Batch Process ( Second Revision ) | INSTALLATION_CODE |  | Code of Practice | 33967 | Current | 2025
4003 | IS 12594:1988 | IS 432 (Part 1):2026 | Specification for Mild Steel And Medium Tensile Steel Bars and Hard-Drawn Steel Wire for Concrete Reinforcement Part 1 Mild Steel and Medium Tensile Steel Bars Fourth Revision | COMPONENT_PRODUCT |  | Product Specification | 66954 | Current | 2026
4003 | IS 12594:1988 | IS 6745:1972 | Methods for determination of mass of zinc coating on zinc coated iron and steel articles | INSTALLATION_CODE |  | Code of Practice | 13608 | Draft/Formulation | 1972
4003 | IS 12594:1988 | IS 8910:2022 | General technical delivery requirements for steel and steel products | COMPONENT_PRODUCT |  | Others | 27290 | Current | 2022
5453 | IS 13730 (Part 20):2018 | IS 13730 (Part 0/Sec 1):2018 | Specifications for particular types of winding wires: Part 0 general requirements: Sec 1 enamelled round copper wire (Second Revision) | COMPONENT_PRODUCT |  | Product Specification | 21000 | Current | 2018
5456 | IS 13730 (Part 33):2018 | IS 13730 (Part 0/Sec 4):2024 | Specification for particular types of winding wires Part 0 General requirements Sec 4 glass - Fibre wound resin or varnish impregnated bare or enamelled rectangular copper wire (Third Revision) | COMPONENT_PRODUCT |  | Product Specification | 32710 | Current | 2024
5458 | IS 13730 (Part 39):2018 | IS 13730 (Part 0/Sec 5):2012 | Specifications for particular types of winding wires: Part 0 general requirements: Sec 5 glass - Fibre braided, resin or varnish impregnated, bare or enamelled rectangular copper wire (First Revision) | COMPONENT_PRODUCT |  | Product Specification | 5447 | Draft/Formulation | 2012
5460 | IS 13730 (Part 48):2018 | IS 13730 (Part 0/Sec 6):2024 | Specification for Particular Types of Winding Wires Part 0 General Requirements Section 6 Glass-Fibre Wound Resin or Varnish Impregnated, Bare or Enamelled Round Copper Wire ( First Revision ) | COMPONENT_PRODUCT |  | Product Specification | 32709 | Current | 2024
5461 | IS 13730 (Part 49):2018 | IS 13730 (Part 0/Sec 6):2024 | Specification for Particular Types of Winding Wires Part 0 General Requirements Section 6 Glass-Fibre Wound Resin or Varnish Impregnated, Bare or Enamelled Round Copper Wire ( First Revision ) | COMPONENT_PRODUCT |  | Product Specification | 32709 | Current | 2024
5462 | IS 13730 (Part 50):2018 | IS 13730 (Part 13):2014 | Specifications for particular types of winding wires: Part 13 polyester or polyesterimide overcoated with polyamide - Imide enamelled round copper wire, class 200 (First Revision) Amendment - 1 | COMPONENT_PRODUCT |  | Product Specification | 5449 | Under Review | 2014
5462 | IS 13730 (Part 50):2018 | IS 13730 (Part 0/Sec 6):2024 | Specification for Particular Types of Winding Wires Part 0 General Requirements Section 6 Glass-Fibre Wound Resin or Varnish Impregnated, Bare or Enamelled Round Copper Wire ( First Revision ) | COMPONENT_PRODUCT |  | Product Specification | 32709 | Current | 2024
5463 | IS 13730 (Part 53):2018 | IS 13778 (Part 2):2013 | Winding wires - Test methods: Part 2 determination of dimensions (First Revision) | TEST_METHOD |  | Dimensions | 72 | Current | 2013
5463 | IS 13730 (Part 53):2018 | IS 13778 (Part 1):2024 | Winding wires - Methods of Test Part 1 General (Second Revision) | TEST_METHOD |  | Methods of tests | 32714 | Current | 2024
5463 | IS 13730 (Part 53):2018 | IS 13778 (Part 3):2024 | Winding Wires - Methods of Test Part 3 Mechanical Properties ( Second Revision ) | TEST_METHOD |  | Methods of tests | 32715 | Current | 2024
5463 | IS 13730 (Part 53):2018 | IS 13778 (Part 4):2018 | Winding wires - Test methods: Part 4 chemical properties (Second Revision) | TEST_METHOD |  | Methods of tests | 5542 | Current | 2018
5463 | IS 13730 (Part 53):2018 | IS 13778 (Part 5):2012 | Winding wires - Test methods: Part 5 electrical properties (First Revision) | TEST_METHOD |  | Methods of tests | 5543 | Current | 2012
5463 | IS 13730 (Part 53):2018 | IS 13778 (Part 6):2018 | Winding wires - Test methods: Part 6 thermal properties (Second Revision) | TEST_METHOD |  | Methods of tests | 5544 | Current | 2018
5463 | IS 13730 (Part 53):2018 | IS 5825:2024 | Test Procedure for the Determination of the Temperature Index of Enamelled and Tape Wrapped Winding Wires (Third Revision) | TEST_METHOD |  | Methods of tests | 31810 | Current | 2024
6038 | IS 14276:2016 | IS 8112:2013 | Ordinary Portland Cement, 43 Grade | REFERENCED_UNKNOWN |  |  |  | NOT_IN_INDEX
6038 | IS 14276:2016 | IS 260:2024 | Aluminium Sulphate, Non - Ferric - Specification (Third Revision) | COMPONENT_PRODUCT |  | Product Specification | 30929 | Current | 2024
6038 | IS 14276:2016 | IS 381:2024 | Sodium Silicate - Specification (Third Revision) | COMPONENT_PRODUCT |  | Product Specification | 30805 | Current | 2024
6038 | IS 14276:2016 | IS 4905:2015 | Random sampling and randomization procedures (First Revision) | TEST_METHOD |  | Others | 11627 | Current | 2015
6038 | IS 14276:2016 | IS 707:2011 | Timber Technology and Utilization of Wood, Bamboo and Cane - Glossary of Terms (Third Revision) | TERMINOLOGY |  | Terminology | 13981 | Current | 2011
6038 | IS 14276:2016 | IS 2380 (Part 1 to 21):1977 | Methods of Test for Wood Particle Boards and Boards from Other Lignocellulosic Materials | TEST_METHOD |  | Methods of tests | 18825 | Current | 1977
6190 | IS 1443:2018 | IS 269:2013 | Ordinary Portland Cement, 33 Grade | REFERENCED_UNKNOWN |  |  | 111 | Outdated edition cited | 2015
6190 | IS 1443:2018 | IS 1237:2012 | Cement Concrete Flooring Tiles - Specification (Second Revision) | INSTALLATION_CODE |  | Code of Practice | 3683 | Current | 2012
6190 | IS 1443:2018 | IS 1489 (Part 1):1991 | Specification for Portland pozzolana cement Part 1 Flyash based | COMPONENT_PRODUCT |  |  |  | NOT_IN_INDEX
6190 | IS 1443:2018 | IS 1489 (Part 2):1991 | Specification for Portland-pozzolana cement Part 2 calcined clay based | COMPONENT_PRODUCT |  |  | 6876 | Outdated edition cited | 2015
6190 | IS 1443:2018 | IS 2116:1980 | Specification for sand for masonry mortars (First Revision) | COMPONENT_PRODUCT |  | Product Specification | 8658 | Current | 1980
6190 | IS 1443:2018 | IS 383:2016 | Coarse and Fine Aggregate for Concrete - Specification (Third Revision) | COMPONENT_PRODUCT |  | Product Specification | 10425 | Current | 2016
6190 | IS 1443:2018 | IS 455:1989 | Portland Slag Cement - Specification | COMPONENT_PRODUCT |  |  | 11238 | Outdated edition cited | 2015
6190 | IS 1443:2018 | IS 456:2000 | Plain and reinforced concrete - Code of practice (Fourth Revision) | INSTALLATION_CODE |  | Code of Practice | 11249 | Current | 2000
6190 | IS 1443:2018 | IS 712:1984 | Specification for building limes (Third Revision) | COMPONENT_PRODUCT |  | Product Specification | 14039 | Current | 1984
6190 | IS 1443:2018 | IS 16415:2015 | Composite Cement - Specification | COMPONENT_PRODUCT |  | Product Specification | 22126 | Draft/Formulation | 2015
6875 | IS 1489 (Part 1) : 2015 | IS 4031 (Part 10):1988 | Methods of Physical Tests for Hydraulic Cement: Part 10 Determination of Drying Shrinkage (First Revision) | TEST_METHOD |  | Methods of tests | 358 | Current | 1988
6875 | IS 1489 (Part 1) : 2015 | IS 4031 (Part 13):1988 | Methods of Physical Tests for Hydraulic Cement - Part 13 : Measurement of Water Retentivity of Masonry Cement (First Revision) | TEST_METHOD |  | Methods of tests | 359 | Current | 1988
6875 | IS 1489 (Part 1) : 2015 | IS 4031 (Part 14):1989 | Hydraulic Cement - Methods of Physical Test: Part 14 Determination of False Set (First Revision) | TEST_METHOD |  | Methods of tests | 360 | Draft/Formulation | 1989
6875 | IS 1489 (Part 1) : 2015 | IS 11652:2000 | Textiles - Woven Sacks for Packing Cement - High Density Polyethylene (HDPE)/Polypropylene (PP) | REFERENCED_UNKNOWN |  |  | 2794 | Outdated edition cited | 2017
6875 | IS 1489 (Part 1) : 2015 | IS 11761:2024 | MULTI-WALL PAPER SACKS FOR CEMENT- SPECIFICATION ( Second Revision ) | COMPONENT_PRODUCT |  | Product Specification | 31571 | Current | 2024
6875 | IS 1489 (Part 1) : 2015 | IS 12089:1987 | Specification for Granulated Slag for the Manufacture Portland Slag Cement | COMPONENT_PRODUCT |  | Product Specification | 3354 | Draft/Formulation | 1987
6875 | IS 1489 (Part 1) : 2015 | IS 12423:1988 | Method for Colorimetric analysis of Hydraulic Cement | TEST_METHOD |  | Methods of tests | 3760 | Draft/Formulation | 1988
6875 | IS 1489 (Part 1) : 2015 | IS 1727:1967 | Methods of Test for Pozzolanic Materials (First Revision) | TEST_METHOD |  | Methods of tests | 8138 | Current | 1967
6875 | IS 1489 (Part 1) : 2015 | IS 2580:1995 | Textiles - Jute sacking bags for packing cement - Specification (Third Revision) | COMPONENT_PRODUCT |  |  |  | NOT_IN_INDEX
6875 | IS 1489 (Part 1) : 2015 | IS 3535:1986 | Methods of Sampling Hydraulic Cement (First revision) | TEST_METHOD |  | Methods of tests | 10113 | Current | 1986
6875 | IS 1489 (Part 1) : 2015 | IS 3812:1981 | Fly Ash For Use As Pozzolana And Admixture | REFERENCED_UNKNOWN |  |  |  | NOT_IN_INDEX
6875 | IS 1489 (Part 1) : 2015 | IS 4031 (Part 1):1996 | Methods of Physical Tests for Hydraulic Cement: Part 1 Determination of Fineness by Dry Sieving (Second Revision) | TEST_METHOD |  | Methods of tests | 10662 | Current | 1996
6875 | IS 1489 (Part 1) : 2015 | IS 4031 (Part 11):1988 | Methods of Physical Tests for Hydraulic Cement: Part 11 Determination of Density (First Revision) | TEST_METHOD |  | Methods of tests | 10663 | Current | 1988
6875 | IS 1489 (Part 1) : 2015 | IS 4031 (Part 12):1988 | Methods of Physical Tests for Hydraulic Cement: Part 12 Determination of Air Content of Hydraulic Cement Mortar (First Revision) | TEST_METHOD |  | Methods of tests | 10664 | Current | 1988
6875 | IS 1489 (Part 1) : 2015 | IS 4031 (Part 3):1988 | Methods of Physical Tests for Hydraulic Cement: Part 3 Determination of Soundness (First Revision) | TEST_METHOD |  | Methods of tests | 10667 | Current | 1988
6875 | IS 1489 (Part 1) : 2015 | IS 4031 (Part 5):1988 | Methods of Physical Tests for Hydraulic Cement: Part 5 Determination of Initial and Final Setting Times (First Revision) | TEST_METHOD |  | Methods of tests | 10669 | Current | 1988
6875 | IS 1489 (Part 1) : 2015 | IS 4845:2026 | Definitions and terminology relating to hydraulic cement First Revision of IS 4845 | TERMINOLOGY |  | Terminology | 66544 | Current | 2026
6875 | IS 1489 (Part 1) : 2015 | IS 4905:2015 | Random sampling and randomization procedures (First Revision) | TEST_METHOD |  | Others | 11627 | Current | 2015
6875 | IS 1489 (Part 1) : 2015 | IS 650:1991 | Standard sand for testing cement - Specification (Second Revision) | COMPONENT_PRODUCT |  | Product Specification | 13361 | Current | 1991
6875 | IS 1489 (Part 1) : 2015 | IS 11653:1986 | Polypropylene (PP) woven sacks for packing cement | REFERENCED_UNKNOWN |  |  |  | NOT_IN_INDEX
6876 | IS 1489 (Part 2):2015 | IS 4031 (Part 10):1988 | Methods of Physical Tests for Hydraulic Cement: Part 10 Determination of Drying Shrinkage (First Revision) | TEST_METHOD |  | Methods of tests | 358 | Current | 1988
6876 | IS 1489 (Part 2):2015 | IS 4031 (Part 13):1988 | Methods of Physical Tests for Hydraulic Cement - Part 13 : Measurement of Water Retentivity of Masonry Cement (First Revision) | TEST_METHOD |  | Methods of tests | 359 | Current | 1988
6876 | IS 1489 (Part 2):2015 | IS 4031 (Part 14):1989 | Hydraulic Cement - Methods of Physical Test: Part 14 Determination of False Set (First Revision) | TEST_METHOD |  | Methods of tests | 360 | Draft/Formulation | 1989
6876 | IS 1489 (Part 2):2015 | IS 11652:2000 | Textiles - Woven Sacks for Packing Cement - High Density Polyethylene (HDPE)/Polypropylene (PP) | REFERENCED_UNKNOWN |  |  | 2794 | Outdated edition cited | 2017
6876 | IS 1489 (Part 2):2015 | IS 11761:2024 | MULTI-WALL PAPER SACKS FOR CEMENT- SPECIFICATION ( Second Revision ) | COMPONENT_PRODUCT |  | Product Specification | 31571 | Current | 2024
6876 | IS 1489 (Part 2):2015 | IS 12154:1987 | Specification for light weight jute bags for packing cement | COMPONENT_PRODUCT |  |  |  | NOT_IN_INDEX
6876 | IS 1489 (Part 2):2015 | IS 12174:1987 | Specification for jute synthetic union bags for packing cement | COMPONENT_PRODUCT |  |  |  | NOT_IN_INDEX
6876 | IS 1489 (Part 2):2015 | IS 12423:1988 | Method for Colorimetric analysis of Hydraulic Cement | TEST_METHOD |  | Methods of tests | 3760 | Draft/Formulation | 1988
6876 | IS 1489 (Part 2):2015 | IS 1344:1981 | Specification for Calcined Clay Pozzolana (Second Revision) | COMPONENT_PRODUCT |  | Product Specification | 5080 | Current | 1981
6876 | IS 1489 (Part 2):2015 | IS 1727:1967 | Methods of Test for Pozzolanic Materials (First Revision) | TEST_METHOD |  | Methods of tests | 8138 | Current | 1967
6876 | IS 1489 (Part 2):2015 | IS 2580:1995 | Textiles - Jute sacking bags for packing cement - Specification (Third Revision) | COMPONENT_PRODUCT |  |  |  | NOT_IN_INDEX
6876 | IS 1489 (Part 2):2015 | IS 3535:1986 | Methods of Sampling Hydraulic Cement (First revision) | TEST_METHOD |  | Methods of tests | 10113 | Current | 1986
6876 | IS 1489 (Part 2):2015 | IS 3812:1981 | Fly Ash For Use As Pozzolana And Admixture | REFERENCED_UNKNOWN |  |  |  | NOT_IN_INDEX
6876 | IS 1489 (Part 2):2015 | IS 4031 (Part 1):1996 | Methods of Physical Tests for Hydraulic Cement: Part 1 Determination of Fineness by Dry Sieving (Second Revision) | TEST_METHOD |  | Methods of tests | 10662 | Current | 1996
6876 | IS 1489 (Part 2):2015 | IS 4031 (Part 11):1988 | Methods of Physical Tests for Hydraulic Cement: Part 11 Determination of Density (First Revision) | TEST_METHOD |  | Methods of tests | 10663 | Current | 1988
6876 | IS 1489 (Part 2):2015 | IS 4031 (Part 12):1988 | Methods of Physical Tests for Hydraulic Cement: Part 12 Determination of Air Content of Hydraulic Cement Mortar (First Revision) | TEST_METHOD |  | Methods of tests | 10664 | Current | 1988
6876 | IS 1489 (Part 2):2015 | IS 4032:1985 | Method of Chemical Analysis of Hydraulic Cement (First Revision) | TEST_METHOD |  | Methods of tests | 10672 | Current | 1985
6876 | IS 1489 (Part 2):2015 | IS 4845:2026 | Definitions and terminology relating to hydraulic cement First Revision of IS 4845 | TERMINOLOGY |  | Terminology | 66544 | Current | 2026
6876 | IS 1489 (Part 2):2015 | IS 4905:2015 | Random sampling and randomization procedures (First Revision) | TEST_METHOD |  | Others | 11627 | Current | 2015
6876 | IS 1489 (Part 2):2015 | IS 650:1991 | Standard sand for testing cement - Specification (Second Revision) | COMPONENT_PRODUCT |  | Product Specification | 13361 | Current | 1991
6876 | IS 1489 (Part 2):2015 | IS 11653:1986 | Polypropylene (PP) woven sacks for packing cement | REFERENCED_UNKNOWN |  |  |  | NOT_IN_INDEX
7578 | IS 1545:1994 | IS 1501 (Part 1):2025 | Metallic materials Vickers hardness test Part 1: Test method (Sixth Revision) | TEST_METHOD |  | Methods of tests | 33453 | Current | 2025
7578 | IS 1545:1994 | IS 1387:1993 | General requirements for the supply of metallurgical materials (Second Revision) | COMPONENT_PRODUCT |  | Others | 5659 | Current | 1993
7578 | IS 1545:1994 | IS 2305:1988 | Method for mercurous nitrate test for copper and copper alloys (First Revision) | TEST_METHOD |  | Methods of tests | 8836 | Current | 1988
7578 | IS 1545:1994 | IS 2328:2018 | Metallic materials - Tube - Flattening test (Third Revision) | TEST_METHOD |  | Methods of tests | 8859 | Current | 2018
7578 | IS 1545:1994 | IS 2335:2005 | Metallic Materials - Tube - Drift expanding test (Second Revision) | TEST_METHOD |  | Methods of tests | 8864 | Current | 2005
7578 | IS 1545:1994 | IS 440:2025 | Methods of Chemical Analysis of Copper (Second Revision) | TEST_METHOD |  | Methods of tests | 33796 | Current | 2025
7676 | IS 1554 (Part 1):1988 | IS 10810 (Part 42):1984 | Methods of test - For cables: Part 42 resistivity test of armour wires and strips and conductance test of armour (Wires strips) | TEST_METHOD |  | Methods of tests | 1740 | Draft/Formulation | 1984
7676 | IS 1554 (Part 1):1988 | IS 1885 (Part 32):2019 | Electrotechnical Vocabulary Part 32 Electric Cables ( Second Revision ) | TERMINOLOGY |  | Terminology | 8311 | Current | 2019
7676 | IS 1554 (Part 1):1988 | IS 2:2022 | RULES FOR ROUNDING OFF NUMERICAL VALUES (Second Revision) | INSTALLATION_CODE |  | Code of Practice | 27256 | Current | 2022
7676 | IS 1554 (Part 1):1988 | IS 3975:1999 | Low carbon galvanized steel wires, formed wires and tapes for armouring of cables - Specification (Third Revision) | COMPONENT_PRODUCT |  | Product Specification | 10583 | Current | 1999
7676 | IS 1554 (Part 1):1988 | IS 5831:1984 | Specification for PVC insulation and sheath of electric cables (First Revision) | COMPONENT_PRODUCT |  | Others | 12639 | Current | 1984
7676 | IS 1554 (Part 1):1988 | IS 8130:2013 | Conductors for insulated electric cables and flexible cords - Specification (Second Revision) | COMPONENT_PRODUCT |  | Product Specification | 15203 | Current | 2013
7676 | IS 1554 (Part 1):1988 | IEC 60502:2021 | Power cables with extruded insulation and their accessories for rated voltages from 1 kV (Um = 1,2 kV) up to 30 kV (Um = 36 kV) | REFERENCED_UNKNOWN |  |  |  | NOT_IN_INDEX
7823 | IS 1566:1982 | IS 1387:1993 | General requirements for the supply of metallurgical materials (Second Revision) | COMPONENT_PRODUCT |  | Others | 5659 | Current | 1993
7823 | IS 1566:1982 | IS 1716:2023 | Metallic materials Wire Reverse bend test | TEST_METHOD |  | Methods of tests | 28390 | Current | 2023
7823 | IS 1566:1982 | IS 2:2022 | RULES FOR ROUNDING OFF NUMERICAL VALUES (Second Revision) | INSTALLATION_CODE |  | Code of Practice | 27256 | Current | 2022
7823 | IS 1566:1982 | IS 432 (Part 2):1982 | Specification for Mild Steel and Medium Tensile Steel Bars and Hard-Drawn Steel Wire for Concrete Reinforcement: Part 2 Hard-Drawn Steel Wire (Third Revision) | COMPONENT_PRODUCT |  | Product Specification | 10951 | Current | 1982
7823 | IS 1566:1982 | IS 1521:1972 | Method for tensile testing of steel wire | TEST_METHOD |  |  |  | NOT_IN_INDEX
8040 | IS 1592:2003 | IS 12269:2013 | Ordinary Portland cement, 53 grade | REFERENCED_UNKNOWN |  |  |  | NOT_IN_INDEX
8040 | IS 1592:2003 | IS 269:2013 | Ordinary Portland Cement, 33 Grade | REFERENCED_UNKNOWN |  |  | 111 | Outdated edition cited | 2015
8040 | IS 1592:2003 | IS 8112:2013 | Ordinary Portland Cement, 43 Grade | REFERENCED_UNKNOWN |  |  |  | NOT_IN_INDEX
8040 | IS 1592:2003 | IS 11769 (Part 1):1987 | Guidelines for safe use of products containing asbestos: Part 1 asbestos cement products | SAFETY_STANDARD |  | Safety Standard | 2927 | Draft/Formulation | 1987
8040 | IS 1592:2003 | IS 12081 (Part 2):1987 | Recommendations for pictorial warning signs and precautionary notices for asbestos and products containing asbestos: Part 2 asbestos and its products | SAFETY_STANDARD |  | Safety Standard | 3344 | Draft/Formulation | 1987
8040 | IS 1592:2003 | IS 12330:1988 | Specificatioon for Sulphate Resisting Portland Cement | COMPONENT_PRODUCT |  | Product Specification | 3643 | Draft/Formulation | 1988
8040 | IS 1592:2003 | IS 1344:1981 | Specification for Calcined Clay Pozzolana (Second Revision) | COMPONENT_PRODUCT |  | Product Specification | 5080 | Current | 1981
8040 | IS 1592:2003 | IS 1489 (Part 1):1991 | Specification for Portland pozzolana cement Part 1 Flyash based | COMPONENT_PRODUCT |  |  |  | NOT_IN_INDEX
8040 | IS 1592:2003 | IS 1489 (Part 2):1991 | Specification for Portland-pozzolana cement Part 2 calcined clay based | COMPONENT_PRODUCT |  |  | 6876 | Outdated edition cited | 2015
8040 | IS 1592:2003 | IS 3812:1981 | Fly Ash For Use As Pozzolana And Admixture | REFERENCED_UNKNOWN |  |  |  | NOT_IN_INDEX
8040 | IS 1592:2003 | IS 3913:2014 | Hydrometry - Functional requirements and characteristics of suspended - Sediment samplers (Second Revision) | INSTALLATION_CODE |  | Code of Practice | 10503 | Under Revision | 2014
8040 | IS 1592:2003 | IS 455:1989 | Portland Slag Cement - Specification | COMPONENT_PRODUCT |  |  | 11238 | Outdated edition cited | 2015
8040 | IS 1592:2003 | IS 5382:2025 | RUBBER SEALS JOINT RINGS FOR WATER SUPPLY DRAINAGE AND SEWERAGE PIPELINES SPECIFICATION FOR MATERIALS ( Third Revision ) | COMPONENT_PRODUCT |  | Product Specification | 33831 | Current | 2025
8040 | IS 1592:2003 | IS 6530:1972 | Code of practice for laying of asbestos cement pressure pipes | INSTALLATION_CODE |  | Code of Practice | 13393 | Draft/Formulation | 1972
8040 | IS 1592:2003 | IS 7639:1975 | Methods of sampling of asbestos cement products | INSTALLATION_CODE |  | Code of Practice | 14629 | Draft/Formulation | 1975
8040 | IS 1592:2003 | IS 8041:2026 | Rapid Hardening Portland Cement Specification Third Revision of IS 8041 | COMPONENT_PRODUCT |  | Product Specification | 66580 | Current | 2026
8061 | IS 1626 (Part 1):1994 | IS 12269:2013 | Ordinary Portland cement, 53 grade | REFERENCED_UNKNOWN |  |  |  | NOT_IN_INDEX
8061 | IS 1626 (Part 1):1994 | IS 269:2013 | Ordinary Portland Cement, 33 Grade | REFERENCED_UNKNOWN |  |  | 111 | Outdated edition cited | 2015
8061 | IS 1626 (Part 1):1994 | IS 8112:2013 | Ordinary Portland Cement, 43 Grade | REFERENCED_UNKNOWN |  |  |  | NOT_IN_INDEX
8061 | IS 1626 (Part 1):1994 | IS 11769 (Part 1):1987 | Guidelines for safe use of products containing asbestos: Part 1 asbestos cement products | SAFETY_STANDARD |  | Safety Standard | 2927 | Draft/Formulation | 1987
8061 | IS 1626 (Part 1):1994 | IS 12081 (Part 2):1987 | Recommendations for pictorial warning signs and precautionary notices for asbestos and products containing asbestos: Part 2 asbestos and its products | SAFETY_STANDARD |  | Safety Standard | 3344 | Draft/Formulation | 1987
8061 | IS 1626 (Part 1):1994 | IS 1489 (Part 1):1991 | Specification for Portland pozzolana cement Part 1 Flyash based | COMPONENT_PRODUCT |  |  |  | NOT_IN_INDEX
8061 | IS 1626 (Part 1):1994 | IS 1489 (Part 2):1991 | Specification for Portland-pozzolana cement Part 2 calcined clay based | COMPONENT_PRODUCT |  |  | 6876 | Outdated edition cited | 2015
8061 | IS 1626 (Part 1):1994 | IS 455:1989 | Portland Slag Cement - Specification | COMPONENT_PRODUCT |  |  | 11238 | Outdated edition cited | 2015
8061 | IS 1626 (Part 1):1994 | IS 5913:2003 | Asbestos Cement Products - Methods of Test | TEST_METHOD |  | Methods of tests | 12726 | Current | 2003
8061 | IS 1626 (Part 1):1994 | IS 7639:1975 | Methods of sampling of asbestos cement products | INSTALLATION_CODE |  | Code of Practice | 14629 | Draft/Formulation | 1975
8061 | IS 1626 (Part 1):1994 | IS 8041:2026 | Rapid Hardening Portland Cement Specification Third Revision of IS 8041 | COMPONENT_PRODUCT |  | Product Specification | 66580 | Current | 2026
8062 | IS 1626 (Part 2):1994 | IS 12269:2013 | Ordinary Portland cement, 53 grade | REFERENCED_UNKNOWN |  |  |  | NOT_IN_INDEX
8062 | IS 1626 (Part 2):1994 | IS 269:2013 | Ordinary Portland Cement, 33 Grade | REFERENCED_UNKNOWN |  |  | 111 | Outdated edition cited | 2015
8062 | IS 1626 (Part 2):1994 | IS 8112:2013 | Ordinary Portland Cement, 43 Grade | REFERENCED_UNKNOWN |  |  |  | NOT_IN_INDEX
8062 | IS 1626 (Part 2):1994 | IS 11769 (Part 1):1987 | Guidelines for safe use of products containing asbestos: Part 1 asbestos cement products | SAFETY_STANDARD |  | Safety Standard | 2927 | Draft/Formulation | 1987
8062 | IS 1626 (Part 2):1994 | IS 12081 (Part 2):1987 | Recommendations for pictorial warning signs and precautionary notices for asbestos and products containing asbestos: Part 2 asbestos and its products | SAFETY_STANDARD |  | Safety Standard | 3344 | Draft/Formulation | 1987
8062 | IS 1626 (Part 2):1994 | IS 1489 (Part 1):1991 | Specification for Portland pozzolana cement Part 1 Flyash based | COMPONENT_PRODUCT |  |  |  | NOT_IN_INDEX
8062 | IS 1626 (Part 2):1994 | IS 1489 (Part 2):1991 | Specification for Portland-pozzolana cement Part 2 calcined clay based | COMPONENT_PRODUCT |  |  | 6876 | Outdated edition cited | 2015
8062 | IS 1626 (Part 2):1994 | IS 455:1989 | Portland Slag Cement - Specification | COMPONENT_PRODUCT |  |  | 11238 | Outdated edition cited | 2015
8062 | IS 1626 (Part 2):1994 | IS 5913:2003 | Asbestos Cement Products - Methods of Test | TEST_METHOD |  | Methods of tests | 12726 | Current | 2003
8062 | IS 1626 (Part 2):1994 | IS 7639:1975 | Methods of sampling of asbestos cement products | INSTALLATION_CODE |  | Code of Practice | 14629 | Draft/Formulation | 1975
8062 | IS 1626 (Part 2):1994 | IS 8041:2026 | Rapid Hardening Portland Cement Specification Third Revision of IS 8041 | COMPONENT_PRODUCT |  | Product Specification | 66580 | Current | 2026
8063 | IS 1626 (Part 3):1994 | IS 12269:2013 | Ordinary Portland cement, 53 grade | REFERENCED_UNKNOWN |  |  |  | NOT_IN_INDEX
8063 | IS 1626 (Part 3):1994 | IS 269:2013 | Ordinary Portland Cement, 33 Grade | REFERENCED_UNKNOWN |  |  | 111 | Outdated edition cited | 2015
8063 | IS 1626 (Part 3):1994 | IS 8112:2013 | Ordinary Portland Cement, 43 Grade | REFERENCED_UNKNOWN |  |  |  | NOT_IN_INDEX
8063 | IS 1626 (Part 3):1994 | IS 11769 (Part 1):1987 | Guidelines for safe use of products containing asbestos: Part 1 asbestos cement products | SAFETY_STANDARD |  | Safety Standard | 2927 | Draft/Formulation | 1987
8063 | IS 1626 (Part 3):1994 | IS 12081 (Part 2):1987 | Recommendations for pictorial warning signs and precautionary notices for asbestos and products containing asbestos: Part 2 asbestos and its products | SAFETY_STANDARD |  | Safety Standard | 3344 | Draft/Formulation | 1987
8063 | IS 1626 (Part 3):1994 | IS 1489 (Part 1):1991 | Specification for Portland pozzolana cement Part 1 Flyash based | COMPONENT_PRODUCT |  |  |  | NOT_IN_INDEX
8063 | IS 1626 (Part 3):1994 | IS 1489 (Part 2):1991 | Specification for Portland-pozzolana cement Part 2 calcined clay based | COMPONENT_PRODUCT |  |  | 6876 | Outdated edition cited | 2015
8063 | IS 1626 (Part 3):1994 | IS 455:1989 | Portland Slag Cement - Specification | COMPONENT_PRODUCT |  |  | 11238 | Outdated edition cited | 2015
8063 | IS 1626 (Part 3):1994 | IS 459:1992 | Corrugated and semi - Corrugated asbestos cement sheets - Specification (Third Revision) | COMPONENT_PRODUCT |  | Product Specification | 11315 | Current | 1992
8063 | IS 1626 (Part 3):1994 | IS 5913:2003 | Asbestos Cement Products - Methods of Test | TEST_METHOD |  | Methods of tests | 12726 | Current | 2003
8063 | IS 1626 (Part 3):1994 | IS 8041:2026 | Rapid Hardening Portland Cement Specification Third Revision of IS 8041 | COMPONENT_PRODUCT |  | Product Specification | 66580 | Current | 2026
8077 | IS 1652:2013 | IS 3116:2002 | Sealing compound for lead - Acid bateries (Bitumen Based) - Specification (First Revision) | COMPONENT_PRODUCT |  | Product Specification | 30 | Under Review | 2002
8077 | IS 1652:2013 | IS 1069:2021 | Quality Tolerances for Water for Storage Batteries - Specification (Third Revision) | COMPONENT_PRODUCT |  | Product Specification | 26098 | Current | 2021
8077 | IS 1652:2013 | IS 1146:2026 | Rubber and Plastics Containers for Lead-Acid Storage Batteries — Specification ( Third Revision ) | COMPONENT_PRODUCT |  | Product Specification | 66590 | Current | 2026
8077 | IS 1652:2013 | IS 266:2025 | Sulphuric Acid - Specification (Fifth Revision) | COMPONENT_PRODUCT |  | Product Specification | 33949 | Current | 2025
8077 | IS 1652:2013 | IS 6071:1986 | Specification for synthetic separators for lead - Acid batteries (First Revision) | TERMINOLOGY |  | Terminology | 12897 | Current | 1986
8077 | IS 1652:2013 | IS 8320:2000 | General requirements and methods of tests for lead - Acid storage batteries (Second Revision) | TEST_METHOD |  | Methods of tests | 15483 | Current | 2000
8077 | IS 1652:2013 | IS 1885 (Part 8):1986 | Electrotechnical Vocabulary - Part 8 : Secondary Cells and Batteries | TERMINOLOGY |  |  |  | NOT_IN_INDEX
8195 | IS 1786:2008 | IS 1608:2005 | Mechanical testing of metals - Tensile Testing | TEST_METHOD |  |  |  | NOT_IN_INDEX
8232 | IS 1829 (Part 1):2017 | IS 1328:2025 | Veneered Decorative Plywood - Specification ( Fourth Revision ) | COMPONENT_PRODUCT |  | Product Specification | 33638 | Current | 2025
8232 | IS 1829 (Part 1):2017 | IS 1659:2004 | Block boards - Specification (Fourth Revision) Amendment No - 3 | COMPONENT_PRODUCT |  |  | 8082 | Under Review | 2004
8232 | IS 1829 (Part 1):2017 | IS 2338 (Part 1):1967 | Code of practice for finishing of wood and wood based materials: Part 1 Operations and workmanship | INSTALLATION_CODE |  | Code of Practice | 8866 | Draft/Formulation | 1967
8232 | IS 1829 (Part 1):2017 | IS 2338 (Part 2):1967 | Code of practice for finishing of wood and wood based materials: Part 2 Schedules | INSTALLATION_CODE |  | Code of Practice | 8867 | Draft/Formulation | 1967
8232 | IS 1829 (Part 1):2017 | IS 303:2024 | IS 303: 2024 Plywood for General Purposes - Specification (fourth revision) ( Draft Second Amendment of IS 303:2024) ( ICS 79.060.10) | COMPONENT_PRODUCT |  |  | 30980 | Under Review | 2024
8232 | IS 1829 (Part 1):2017 | IS 851:1978 | Specification for synthetic resin adhesives for construction work (Non - Structural) in wood (First Revision) | COMPONENT_PRODUCT |  | Product Specification | 15686 | Under Revision | 1978
8232 | IS 1829 (Part 1):2017 | IS 852:1994 | Specification for synthetic resin adhesives for construction work (Non - Structural) in wood (First Revision) | COMPONENT_PRODUCT |  | Product Specification | 15696 | Under Revision | 1994
8233 | IS 1829 (Part 2):2017 | IS 101 (Part 5/Sec 1):2026 | Methods of sampling and test for paints, varnishes and related products: Part 5 Mechanical test on paint films: Sec 1 hardness tests (Fourth Revision) | TEST_METHOD |  | Methods of Tests | 66984 | Current | 2026
8233 | IS 1829 (Part 2):2017 | IS 101 (Part 5/Sec 2):1988 | Methods of sampling and test for paints, varnishes and related products: Part 5 mechanical tests: Sec 2 flexibility and adhesion (Third Revision) | TEST_METHOD |  | Methods of tests | 818 | Current | 1988
8233 | IS 1829 (Part 2):2017 | IS 101 (Part 5/Sec 3):2019 | Methods of sampling and test for paints, varnishes and related products: Part 5 mechanical tests: Sec 3 impact resistance - falling - weight test, large - Area indenter (Fifth Revision) | TEST_METHOD |  | Methods of tests | 819 | Current | 2019
8233 | IS 1829 (Part 2):2017 | IS 101 (Part 6/Sec 1):1988 | Methods of sampling and test for paints, varnishes and related products: Part 6 durability tests: Sec 1 resistance to humidity under conditions of condensation (Third Revision) | TEST_METHOD |  | Methods of tests | 821 | Current | 1988
8233 | IS 1829 (Part 2):2017 | IS 1079:2009 | Hot Rolled Carbon Steel Sheet and Strip | REFERENCED_UNKNOWN |  |  | 1683 | Outdated edition cited | 2017
8233 | IS 1829 (Part 2):2017 | IS 110:2017 | Ready mixed paint, brushing, grey filler, for enamels for use over primers - Specification (Third Revision) | COMPONENT_PRODUCT |  | Product Specification | 1996 | Current | 2017
8233 | IS 1829 (Part 2):2017 | IS 1278:1972 | Specification for filler rods and wires for gas welding (Second Revision) | COMPONENT_PRODUCT |  | Product Specification | 4231 | Current | 1972
8233 | IS 1829 (Part 2):2017 | IS 13622:1993 | Indian Timbers for Furnitures and Cabinets- Classification | REFERENCED_UNKNOWN |  | Others | 5292 | Draft/Formulation | 1993
8233 | IS 1829 (Part 2):2017 | IS 13871:2021 | Powder coating - Specification | COMPONENT_PRODUCT |  | Product Specification | 26484 | Current | 2021
8233 | IS 1829 (Part 2):2017 | IS 151:2017 | Ready mixed paint, spraying, finishing, stoving, enamel for general purposes, colour as required - Specification (Second Revision) | COMPONENT_PRODUCT |  | Product Specification | 7121 | Current | 2017
8233 | IS 1829 (Part 2):2017 | IS 2932:2003 | Enamel, Synthetic, Exterior : (a) Undercoating (b) Finishing | REFERENCED_UNKNOWN |  |  | 34143 | Outdated edition cited | 2025
8233 | IS 1829 (Part 2):2017 | IS 2933:2013 | Enamel exterior (a) undercoating, (b) finishing | REFERENCED_UNKNOWN |  |  |  | NOT_IN_INDEX
8233 | IS 1829 (Part 2):2017 | IS 3499 (Part 1):1985 | Metal Chairs For Office Purposes Specification Part 1 Non-revolving And Non-tilting | COMPONENT_PRODUCT |  |  |  | NOT_IN_INDEX
8233 | IS 1829 (Part 2):2017 | IS 3618:1966 | Specification for phosphate treatment of iron and steel for protection against corrosion | INSTALLATION_CODE |  | Code of Practice | 10204 | Draft/Formulation | 1966
8233 | IS 1829 (Part 2):2017 | IS 3663:2018 | Dimensions of Tables and Chairs for Office Purposes (Third Revision) | REFERENCED_UNKNOWN |  | Dimensions | 10261 | Current | 2018
8233 | IS 1829 (Part 2):2017 | IS 4972:1968 | Specification for resistance spot - Welding electrodes | COMPONENT_PRODUCT |  |  |  | NOT_IN_INDEX
8233 | IS 1829 (Part 2):2017 | IS 7076:1983 | Specification for metal book ends (First Revision) | COMPONENT_PRODUCT |  | Product Specification | 13989 | Current | 1983
8233 | IS 1829 (Part 2):2017 | IS 7150:2024 | Library Catalogue and Abstract Card — Specification (First Revision) | COMPONENT_PRODUCT |  | Others | 31109 | Current | 2024
8233 | IS 1829 (Part 2):2017 | IS 7760:1985 | Specification for steel glass - Front cabinets (First Revision J | COMPONENT_PRODUCT |  |  |  | NOT_IN_INDEX
8233 | IS 1829 (Part 2):2017 | IS 7761:1983 | Specification for steel book cases (First Revision) | COMPONENT_PRODUCT |  |  |  | NOT_IN_INDEX
8233 | IS 1829 (Part 2):2017 | IS 808:2021 | Hot Rolled Steel Beam, Column, Channel and Angle Sections - Dimensions and Properties (Fourth Revision) | REFERENCED_UNKNOWN |  | Dimensions | 26044 | Current | 2021
8233 | IS 1829 (Part 2):2017 | IS 814:2004 | Covered electrodes for manual metal arc welding of carbon and carbon manganese steel - Specification (Sixth Revision) | COMPONENT_PRODUCT |  | Product Specification | 15213 | Current | 2004
8233 | IS 1829 (Part 2):2017 | IS 149:1950 | Ready mixed paint, spraying, undercoating, stoving, for enamels and general purposes colour as required | REFERENCED_UNKNOWN |  |  |  | NOT_IN_INDEX
8233 | IS 1829 (Part 2):2017 | IS 1977:1996 | Low Tensile Structural Steels | REFERENCED_UNKNOWN |  |  |  | NOT_IN_INDEX
8233 | IS 1829 (Part 2):2017 | IS 5660:1970 | Ready mixed paint, brushing, aluminium-red oxide primer | REFERENCED_UNKNOWN |  |  |  | NOT_IN_INDEX
8280 | IS 1879:2010 | IS 554:1999 | Pipe threads where pressure - Tight joints are made on the threads - Dimensions, tolerances and designation (Fourth Revision) | REFERENCED_UNKNOWN |  | Dimensions | 12314 | Current | 1999
8280 | IS 1879:2010 | ISO 7 (Part 1):1994 |  | REFERENCED_UNKNOWN |  |  |  | NOT_IN_INDEX
8405 | IS 1897:2008 | IS 1387:1993 | General requirements for the supply of metallurgical materials (Second Revision) | COMPONENT_PRODUCT |  | Others | 5659 | Current | 1993
8405 | IS 1897:2008 | IS 1501:2002 | Method For Vickers Hardness Test for Metallic Materials | COMPONENT_PRODUCT |  |  |  | NOT_IN_INDEX
8405 | IS 1897:2008 | IS 1599:2023 | Metallic materials Bend test | TEST_METHOD |  | Methods of tests | 29584 | Current | 2023
8405 | IS 1897:2008 | IS 1608:2005 | Mechanical testing of metals - Tensile Testing | TEST_METHOD |  |  |  | NOT_IN_INDEX
8405 | IS 1897:2008 | IS 191:2007 | Copper - Specification (Fourth Revision) | COMPONENT_PRODUCT |  | Product Specification | 8419 | Current | 2007
8405 | IS 1897:2008 | IS 3052:1986 | Dimensions and tolerances for wrought copper and copper alloy sheet, strip and foil for general engineering purposes (Second Revision) | REFERENCED_UNKNOWN |  | Dimensions | 9626 | Current | 1986
8405 | IS 1897:2008 | IS 3288 (Part 1):1986 | Glossary of terms relating to copper and copper alloys: Part 1 materials (Third Revision) | TERMINOLOGY |  | Terminology | 9878 | Current | 1986
8405 | IS 1897:2008 | IS 3288 (Part 2):1986 | Glossary of terms relating to copper and copper alloys: Part 2 unwrought and cast form | TERMINOLOGY |  | Terminology | 9879 | Draft/Formulation | 1986
8405 | IS 1897:2008 | IS 440:2025 | Methods of Chemical Analysis of Copper (Second Revision) | TEST_METHOD |  | Methods of tests | 33796 | Current | 2025
8405 | IS 1897:2008 | IS 613:2000 | Copper rods and bars for electrical purposes - Specification (Third Revision) | COMPONENT_PRODUCT |  | Product Specification | 12969 | Current | 2000
8408 | IS 190:1991 | IS 1141:1993 | Seasoning of Timber - Code of practice (Second Revision) | INSTALLATION_CODE |  | Code of Practice | 2505 | Current | 1993
8408 | IS 190:1991 | IS 3364 (Part 2):1976 | Methods of measurement and evaluation of defects in timber: Part 2 Converted timber | TEST_METHOD |  | Methods of tests | 9956 | Current | 1976
8408 | IS 190:1991 | IS 401:2001 | Preservation of Timber - Code of Practice (Fourth Revision) | INSTALLATION_CODE |  | Code of Practice | 10633 | Current | 2001
8408 | IS 190:1991 | IS 707:2011 | Timber Technology and Utilization of Wood, Bamboo and Cane - Glossary of Terms (Third Revision) | TERMINOLOGY |  | Terminology | 13981 | Current | 2011
8421 | IS 1916:2018 | IS 12269:2013 | Ordinary Portland cement, 53 grade | REFERENCED_UNKNOWN |  |  |  | NOT_IN_INDEX
8421 | IS 1916:2018 | IS 269:2013 | Ordinary Portland Cement, 33 Grade | REFERENCED_UNKNOWN |  |  | 111 | Outdated edition cited | 2015
8421 | IS 1916:2018 | IS 8112:2013 | Ordinary Portland Cement, 43 Grade | REFERENCED_UNKNOWN |  |  |  | NOT_IN_INDEX
8421 | IS 1916:2018 | IS 12330:1988 | Specificatioon for Sulphate Resisting Portland Cement | COMPONENT_PRODUCT |  | Product Specification | 3643 | Draft/Formulation | 1988
8421 | IS 1916:2018 | IS 1489 (Part 1):1991 | Specification for Portland pozzolana cement Part 1 Flyash based | COMPONENT_PRODUCT |  |  |  | NOT_IN_INDEX
8421 | IS 1916:2018 | IS 2062 (Part 1):2025 | Structural Steel - Part 1 - Hot Rolled Medium and High tensile Steel | COMPONENT_PRODUCT |  | Product Specification | 65763 | Current | 2025
8421 | IS 1916:2018 | IS 383:2016 | Coarse and Fine Aggregate for Concrete - Specification (Third Revision) | COMPONENT_PRODUCT |  | Product Specification | 10425 | Current | 2016
8421 | IS 1916:2018 | IS 4031 (Part 6):1988 | Methods of Physical Tests for Hydraulic Cement: Part 6 Determination of Compressive Strength of Hydraulic Cement other than Masonry Cement (First Revision) | TEST_METHOD |  | Methods of tests | 10670 | Current | 1988
8421 | IS 1916:2018 | IS 432 (Part 1):2026 | Specification for Mild Steel And Medium Tensile Steel Bars and Hard-Drawn Steel Wire for Concrete Reinforcement Part 1 Mild Steel and Medium Tensile Steel Bars Fourth Revision | COMPONENT_PRODUCT |  | Product Specification | 66954 | Current | 2026
8421 | IS 1916:2018 | IS 432 (Part 2):1982 | Specification for Mild Steel and Medium Tensile Steel Bars and Hard-Drawn Steel Wire for Concrete Reinforcement: Part 2 Hard-Drawn Steel Wire (Third Revision) | COMPONENT_PRODUCT |  | Product Specification | 10951 | Current | 1982
8421 | IS 1916:2018 | IS 455:1989 | Portland Slag Cement - Specification | COMPONENT_PRODUCT |  |  | 11238 | Outdated edition cited | 2015
8421 | IS 1916:2018 | IS 516 (Part 2/Sec 3):2022 | Hardened Concrete - Methods of Test: Part 2 Properties of Hardened Concrete other than Strength: Section 3 Oxygen Permeability Index ( First Revision ) | TEST_METHOD |  | Methods of tests | 26923 | Current | 2022
8421 | IS 1916:2018 | IS 6909:2026 | Supersulphated Cement - Specification (Second Revision of IS 6909) | COMPONENT_PRODUCT |  | Product Specification | 66579 | Current | 2026
8421 | IS 1916:2018 | IS 8041:2026 | Rapid Hardening Portland Cement Specification Third Revision of IS 8041 | COMPONENT_PRODUCT |  | Product Specification | 66580 | Current | 2026
8421 | IS 1916:2018 | IS 814:2004 | Covered electrodes for manual metal arc welding of carbon and carbon manganese steel - Specification (Sixth Revision) | COMPONENT_PRODUCT |  | Product Specification | 15213 | Current | 2004
8421 | IS 1916:2018 | IS 816:1969 | Code of practice for use of metal arc welding for general construction in mild steel (First Revision) | INSTALLATION_CODE |  | Code of Practice | 15233 | Under Revision | 1969
8421 | IS 1916:2018 | IS 226:1975 | Structural steel (Standard quality) | REFERENCED_UNKNOWN |  |  |  | NOT_IN_INDEX
8421 | IS 1916:2018 | IS 6452:2026 | High Alumina Cement for Structural Use - Specification (Second Revision) | COMPONENT_PRODUCT |  | Product Specification | 67112 | Current | 2026
8512 | IS 1993:2018 | ISO 404:2013 |  | REFERENCED_UNKNOWN |  |  |  | NOT_IN_INDEX
8512 | IS 1993:2018 | ISO 4288:1996 |  | REFERENCED_UNKNOWN |  |  |  | NOT_IN_INDEX
8512 | IS 1993:2018 | ISO 6508 (Part 1):2015 |  | REFERENCED_UNKNOWN |  |  |  | NOT_IN_INDEX
8512 | IS 1993:2018 | ISO 6892 (Part 1):2016 |  | REFERENCED_UNKNOWN |  |  |  | NOT_IN_INDEX
8512 | IS 1993:2018 | ISO 10474:2013 |  | REFERENCED_UNKNOWN |  |  |  | NOT_IN_INDEX
8555 | IS 2026 (Part 1):2011 | IS 1076 (Part 1):1985 | Preferred numbers: Part 1 series of preferred numbers (Second Revision) | INSTALLATION_CODE |  | Code of Practice | 1650 | Current | 1985
8555 | IS 2026 (Part 1):2011 | IS 11171:1985 | Specification for dry - Type power transformers | COMPONENT_PRODUCT |  |  |  | NOT_IN_INDEX
8555 | IS 2026 (Part 1):2011 | IS 2026 (Part 2):2010 | Power transformers: Part 2 temperature - Rise (First Revision) | TEST_METHOD |  | Methods of tests | 8556 | Current | 2010
8555 | IS 2026 (Part 1):2011 | IS 2026 (Part 3):2018 | Power transformers: Part 3 insulation levels, dielectric tests and external clearances in air (Fourth Revision) | TEST_METHOD |  | Methods of tests | 8557 | Current | 2018
8555 | IS 2026 (Part 1):2011 | IS 2026 (Part 4):1977 | Specification for power transformers: Part 4 terminal markings, tappings and connections (First Revision) | COMPONENT_PRODUCT |  | Dimensions | 8558 | Current | 1977
8555 | IS 2026 (Part 1):2011 | IS 2026 (Part 5):2011 | Power transformers: Part 5 ability to with stand short circuit (First Revision) | TEST_METHOD |  | Methods of tests | 8559 | Current | 2011
8555 | IS 2026 (Part 1):2011 | IS 5553 (Part 1):1989 | Reactors - Part 1 : General | REFERENCED_UNKNOWN |  |  |  | NOT_IN_INDEX
8555 | IS 2026 (Part 1):2011 | IS 5553 (Part 2):1990 | Reactors: Part 2 Shunt reactors | REFERENCED_UNKNOWN |  |  |  | NOT_IN_INDEX
8555 | IS 2026 (Part 1):2011 | IS 5553 (Part 3):1990 | Reactors: Part 3 Current limiting reactors and neutral earthing reactors | REFERENCED_UNKNOWN |  |  |  | NOT_IN_INDEX
8555 | IS 2026 (Part 1):2011 | IS 5553 (Part 4):1989 | Reactors: Part 4 Damping reactors | REFERENCED_UNKNOWN |  |  |  | NOT_IN_INDEX
8555 | IS 2026 (Part 1):2011 | IS 5553 (Part 5):1989 | Reactors: Part 5 Tuning reactors | REFERENCED_UNKNOWN |  |  |  | NOT_IN_INDEX
8555 | IS 2026 (Part 1):2011 | IS 5553 (Part 6):1990 | Reactors: Part 6 Earthing transformers (Neutral couplers) | REFERENCED_UNKNOWN |  |  |  | NOT_IN_INDEX
8555 | IS 2026 (Part 1):2011 | IS 5553 (Part 7):1990 | Reactors: Part 7 Arc supression reactors | REFERENCED_UNKNOWN |  |  |  | NOT_IN_INDEX
8555 | IS 2026 (Part 1):2011 | IS 5553 (Part 8):1990 | Reactors: Part 8 Smoothing reactors | REFERENCED_UNKNOWN |  |  |  | NOT_IN_INDEX
8555 | IS 2026 (Part 1):2011 | IS 6600:1972 | Guide for loading of oil immersed transformers | REFERENCED_UNKNOWN |  |  |  | NOT_IN_INDEX
8555 | IS 2026 (Part 1):2011 | IS/ISO 9001:2015 | Quality management systems - Requirements (Fourth Revision) | REFERENCED_UNKNOWN |  | Others | 17654 | Current | 2015
8612 | IS 2071 (Part 1):2016 | IS/IEC 60060 (Part 2):2010 | High - Voltage test techniques: Part 2 measuring systems | TEST_METHOD |  | Methods of tests | 558 | Draft/Formulation | 2010
8612 | IS 2071 (Part 1):2016 | IS 15638 (Part 1):2023 | Instruments And Software Used For Measurements In High-Voltage And High-Current Tests Part 1: Requirements For Instruments For Impulse Tests First Revision | TEST_METHOD |  | Methods of tests | 30335 | Current | 2023
8612 | IS 2071 (Part 1):2016 | IS 15638 (Part 2):2018 | Instruments and software used for measurement in high - Voltage and high current tests: Part 2 requirements for software for tests with impulse voltages and currents (First Revision) | TEST_METHOD |  | Methods of tests | 7798 | Current | 2018
8612 | IS 2071 (Part 1):2016 | IS 8704:2018 | Artificial pollution test on highVoltage ceramic and glass insulators to be used on a.c. systems (Second Revision) | TEST_METHOD |  | Methods of tests | 15881 | Current | 2018
8612 | IS 2071 (Part 1):2016 | IS/IEC 60270:2000 | High - Voltage test techniques - Partial discharge measurements | TEST_METHOD |  | Methods of tests | 21466 | Draft/Formulation | 2000
8612 | IS 2071 (Part 1):2016 | IEC 62475:2026 | High-current test techniques: Definitions and requirements for test currents and measuring systems | TERMINOLOGY |  |  |  | NOT_IN_INDEX
8620 | IS 208:2020 | IS 1068:2025 | Metallic and other inorganic coatings - Electrodeposited coatings of nickel, nickel plus chromium, copper plus nickel and of copper plus nickel plus chromium (Fourth Revision) | COMPONENT_PRODUCT |  | Product Specification | 33076 | Current | 2025
8620 | IS 208:2020 | IS 1079:2009 | Hot Rolled Carbon Steel Sheet and Strip | REFERENCED_UNKNOWN |  |  | 1683 | Outdated edition cited | 2017
8620 | IS 208:2020 | IS 1378:1987 | Specification for oxidized - Copper finishes (Third Revision) | COMPONENT_PRODUCT |  | Product Specification | 5546 | Current | 1987
8620 | IS 208:2020 | IS 14329:1995 | Malleable iron castings - Specification | COMPONENT_PRODUCT |  | Product Specification | 6086 | Draft/Formulation | 1995
8620 | IS 208:2020 | IS 1868:1996 | Anodic coatings on aluminium and its alloys - Specification (Third Revision) | COMPONENT_PRODUCT |  | Product Specification | 8264 | Current | 1996
8620 | IS 208:2020 | IS 210:2009 | Grey iron castings - Specification (Fifth Revision) | COMPONENT_PRODUCT |  | Product Specification | 8644 | Current | 2009
8620 | IS 208:2020 | IS 292:1983 | Specification for leaded brass ingots and casting (Second Revision) | COMPONENT_PRODUCT |  | Product Specification | 9435 | Current | 1983
8620 | IS 208:2020 | IS 4905:2015 | Random sampling and randomization procedures (First Revision) | TEST_METHOD |  | Others | 11627 | Current | 2015
8620 | IS 208:2020 | IS 617:2024 | Aluminium and Aluminium Alloys Ingots for Remelting and Castings for General Engineering Purposes — Specification (Fourth Revision) | COMPONENT_PRODUCT |  | Product Specification | 30951 | Current | 2024
8620 | IS 208:2020 | IS 6527:1995 | Stainless steel wire rods - Specification (First Revision) | COMPONENT_PRODUCT |  |  |  | NOT_IN_INDEX
8620 | IS 208:2020 | IS 6760:1972 | Specification for slotted countersunk head wood screws | COMPONENT_PRODUCT |  | Others | 13624 | Draft/Formulation | 1972
8620 | IS 208:2020 | IS 6911:2026 | STAINLESS STEEL PLATE, SHEET AND STRIP - SPECIFICATION (Third revision) | COMPONENT_PRODUCT |  | Product Specification | 66097 | Current | 2026
8620 | IS 208:2020 | IS 733:2025 | Wrought Aluminium and Aluminium Alloy Bars, Rods, Sections, Extruded Tube, Hollow Sections and Profiles for General Engineering Purposes ― Specification (Fourth Revision) | COMPONENT_PRODUCT |  | Product Specification | 65762 | Current | 2025
8620 | IS 208:2020 | IS 737:2024 | WROUGHT ALUMINIUM AND ALUMINIUM ALLOY SHEET AND STRIP FOR GENERAL ENGINEERING PURPOSES SPECIFICATION (Fifth Revision) Amendment - 1 | COMPONENT_PRODUCT |  |  | 31831 | Under Review | 2024
8620 | IS 208:2020 | IS 742:1981 | Specification for zinc base alloy die castings (Second Revision) | COMPONENT_PRODUCT |  | Product Specification | 14370 | Current | 1981
8620 | IS 208:2020 | IS 15911:2010 | Structural steel (Ordinary Quality) - Specification | COMPONENT_PRODUCT |  | Product Specification | 21236 | Draft/Formulation | 2010
8713 | IS 2185 (Part 1):2005 | IS 12269:2013 | Ordinary Portland cement, 53 grade | REFERENCED_UNKNOWN |  |  |  | NOT_IN_INDEX
8713 | IS 2185 (Part 1):2005 | IS 269:2013 | Ordinary Portland Cement, 33 Grade | REFERENCED_UNKNOWN |  |  | 111 | Outdated edition cited | 2015
8713 | IS 2185 (Part 1):2005 | IS 3812 (Part 1) : 2013 | Pulverized fuel ash - Specification: Part 1 For use as pozzolana in cement, cement mortar and concrete (Third Revision) | COMPONENT_PRODUCT |  |  |  | NOT_IN_INDEX
8713 | IS 2185 (Part 1):2005 | IS 3812 (Part 2):2013 | Pulverized Fuel Ash - Specification: Part 2 For use as Admixture in Cement Mortar and Concrete (Third Revision) | COMPONENT_PRODUCT |  | Product Specification | 166 | Current | 2013
8713 | IS 2185 (Part 1):2005 | IS 8112:2013 | Ordinary Portland Cement, 43 Grade | REFERENCED_UNKNOWN |  |  |  | NOT_IN_INDEX
8713 | IS 2185 (Part 1):2005 | IS 3952:2013 | Burnt clay hollow bricks for walls and partitions - Specification | COMPONENT_PRODUCT |  | Product Specification | 441 | Current | 2013
8713 | IS 2185 (Part 1):2005 | IS 1489 (Part 1):1991 | Specification for Portland pozzolana cement Part 1 Flyash based | COMPONENT_PRODUCT |  |  |  | NOT_IN_INDEX
8713 | IS 2185 (Part 1):2005 | IS 1489 (Part 2):1991 | Specification for Portland-pozzolana cement Part 2 calcined clay based | COMPONENT_PRODUCT |  |  | 6876 | Outdated edition cited | 2015
8713 | IS 2185 (Part 1):2005 | IS 2645:2003 | Integral Waterproofing Compounds for Cement Mortar and Concrete - Specification (Second Revision) | COMPONENT_PRODUCT |  | Product Specification | 9168 | Current | 2003
8713 | IS 2185 (Part 1):2005 | IS 383:2016 | Coarse and Fine Aggregate for Concrete - Specification (Third Revision) | COMPONENT_PRODUCT |  | Product Specification | 10425 | Current | 2016
8713 | IS 2185 (Part 1):2005 | IS 455:1989 | Portland Slag Cement - Specification | COMPONENT_PRODUCT |  |  | 11238 | Outdated edition cited | 2015
8713 | IS 2185 (Part 1):2005 | IS 486:2023 | Brushes sash tool for paints and varnishes - Specification (Fifth Revision) Amendment - 1 | COMPONENT_PRODUCT |  |  | 29785 | Under Review | 2023
8713 | IS 2185 (Part 1):2005 | IS 6909:2026 | Supersulphated Cement - Specification (Second Revision of IS 6909) | COMPONENT_PRODUCT |  | Product Specification | 66579 | Current | 2026
8713 | IS 2185 (Part 1):2005 | IS 8041:2026 | Rapid Hardening Portland Cement Specification Third Revision of IS 8041 | COMPONENT_PRODUCT |  | Product Specification | 66580 | Current | 2026
8713 | IS 2185 (Part 1):2005 | IS 8042:1989 | White Portland Cement - | REFERENCED_UNKNOWN |  |  | 15109 | Outdated edition cited | 2015
8713 | IS 2185 (Part 1):2005 | IS 8043:2026 | Hydrophobic Portland Cement Specification Third Revision of IS 8043 | COMPONENT_PRODUCT |  | Product Specification | 66581 | Current | 2026
8713 | IS 2185 (Part 1):2005 | IS 9103:1999 | Concrete Admixtures -Specification (First Revision) | COMPONENT_PRODUCT |  | Product Specification | 16372 | Current | 1999
9075 | IS 2556 (Part 4):2004 | IS 1745:2018 | Petroleum hydrocarbon solvents - Specification (Third Revision) | COMPONENT_PRODUCT |  | Product Specification | 8151 | Current | 2018
9075 | IS 2556 (Part 4):2004 | IS 2556 (Part 1):2021 | Vitreous China sanitary appliances - Specification: Part 1 General requirements (fourth revision) | COMPONENT_PRODUCT |  | Product Specification | 26842 | Current | 2021
9075 | IS 2556 (Part 4):2004 | IS 2963:2013 | Copper Alloy Waste Fittings and Waste Plug for Wash Basin and Sinks - Specification (second revision) (amalgamating IS 3311) | COMPONENT_PRODUCT |  | Product Specification | 9456 | Current | 2013
9075 | IS 2556 (Part 4):2004 | IS 8931:2021 | Copper alloy single taps, combination tap assemblies, stop valves and single lever mixers for water services — Specification (second revision) | COMPONENT_PRODUCT |  | Product Specification | 26852 | Current | 2021
9075 | IS 2556 (Part 4):2004 | IS 9140:1996 | Methods for sampling of vitreous and fire clay sanitary appliances (Second Revision) | TEST_METHOD |  | Methods of tests | 16409 | Current | 1996
9075 | IS 2556 (Part 4):2004 | IS 775:1970 | Cast Iron Brackets And Supports For Wash Basins And Sinks | REFERENCED_UNKNOWN |  |  |  | NOT_IN_INDEX
9080 | IS 2556 (Part 9):2004 | IS 2556 (Part 1):2021 | Vitreous China sanitary appliances - Specification: Part 1 General requirements (fourth revision) | COMPONENT_PRODUCT |  | Product Specification | 26842 | Current | 2021
9080 | IS 2556 (Part 9):2004 | IS 9140:1996 | Methods for sampling of vitreous and fire clay sanitary appliances (Second Revision) | TEST_METHOD |  | Methods of tests | 16409 | Current | 1996
9168 | IS 2645:2003 | IS 1489 (Part 1):1991 | Specification for Portland pozzolana cement Part 1 Flyash based | COMPONENT_PRODUCT |  |  |  | NOT_IN_INDEX
9168 | IS 2645:2003 | IS 1727:1967 | Methods of Test for Pozzolanic Materials (First Revision) | TEST_METHOD |  | Methods of tests | 8138 | Current | 1967
9168 | IS 2645:2003 | IS 4031 (Part 5):1988 | Methods of Physical Tests for Hydraulic Cement: Part 5 Determination of Initial and Final Setting Times (First Revision) | TEST_METHOD |  | Methods of tests | 10669 | Current | 1988
9168 | IS 2645:2003 | IS 4031 (Part 6):1988 | Methods of Physical Tests for Hydraulic Cement: Part 6 Determination of Compressive Strength of Hydraulic Cement other than Masonry Cement (First Revision) | TEST_METHOD |  | Methods of tests | 10670 | Current | 1988
9168 | IS 2645:2003 | IS 456:2000 | Plain and reinforced concrete - Code of practice (Fourth Revision) | INSTALLATION_CODE |  | Code of Practice | 11249 | Current | 2000
9168 | IS 2645:2003 | IS 650:1991 | Standard sand for testing cement - Specification (Second Revision) | COMPONENT_PRODUCT |  | Product Specification | 13361 | Current | 1991
9168 | IS 2645:2003 | IS 6925:1973 | Methods of Test for Determination of Water Soluble Chlorides in Concrete Admixtures | TEST_METHOD |  | Methods of tests | 13807 | Draft/Formulation | 1973
9203 | IS 2691:2017 | IS 2248:2025 | Clay Products for Buildings - Glossary of Terms | TERMINOLOGY |  | Terminology | 33460 | Current | 2025
9203 | IS 2691:2017 | IS 5454:2024 | Burnt Clay Bricks and Burnt Clay Tiles - Methods of Sampling | TEST_METHOD |  | Others | 30653 | Current | 2024
9203 | IS 2691:2017 | IS 3495 (Part 1 to 4):1992 | Methods of tests of burnt clay building bricks: Part 1 : Determination of compressive strength; Part 2 : Determination of water absorption; Part 3 : Determination of efflorescence; Part 4 Determination of warpage | TEST_METHOD |  |  |  | NOT_IN_INDEX
9304 | IS 277:2018 | IS 16089:2013 | Jute agro-textile – Sapling bags for growth of seedling/ sapling – Specification | COMPONENT_PRODUCT |  | Product Specification | 53 | Draft/Formulation | 2013
9304 | IS 277:2018 | IS 1956 (Part 4):2013 | Glossary of terms relating to iron and steel: Part 4 flat products (Second Revision) | TERMINOLOGY |  | Terminology | 413 | Current | 2013
9304 | IS 277:2018 | IS 1079:2009 | Hot Rolled Carbon Steel Sheet and Strip | REFERENCED_UNKNOWN |  |  | 1683 | Outdated edition cited | 2017
9304 | IS 277:2018 | IS 13229:1991 | Zinc for galvanizing - Specification | COMPONENT_PRODUCT |  |  |  | NOT_IN_INDEX
9304 | IS 277:2018 | IS 209:2024 | Refined Zinc - Specification (Fifth Revision) | COMPONENT_PRODUCT |  | Product Specification | 30380 | Current | 2024
9304 | IS 277:2018 | IS 228 (Part 1):2025 | Methods for Chemical Analysis of Steels Part 1 Determination of Carbon by Volumetric Method (For Carbon 0.05 to 2.50 Percent) (Fourth Revision) | TEST_METHOD |  | Methods of tests | 33071 | Current | 2025
9304 | IS 277:2018 | IS 2629 (Part 1):2025 | Process, Design, Testing and Application of Hot Dip Galvanizing of Iron and Steel - Code of Practice Part 1 Batch Process ( Second Revision ) | INSTALLATION_CODE |  | Code of Practice | 33967 | Current | 2025
9304 | IS 277:2018 | IS 6745:1972 | Methods for determination of mass of zinc coating on zinc coated iron and steel articles | INSTALLATION_CODE |  | Code of Practice | 13608 | Draft/Formulation | 1972
9304 | IS 277:2018 | IS 875 (Part 2):1987 | Code of practice for design loads (Other Than Earthquake) for buildings and structures: Part 2 imposed loads (Second Revision) | INSTALLATION_CODE |  | Code of Practice | 15932 | Under Revision | 1987
9304 | IS 277:2018 | IS 8811:1998 | Method for emission spectrometric analysis of plain carbon and low alloy steels point to plane technique (First Revision) | TEST_METHOD |  | Methods of tests | 16004 | Current | 1998
9304 | IS 277:2018 | IS 8910:2022 | General technical delivery requirements for steel and steel products | COMPONENT_PRODUCT |  | Others | 27290 | Current | 2022
9304 | IS 277:2018 | IS/ISO 16163:2012 | Continuously hot - Dipped coated steel sheet products - Dimensional and shape tolerances (First Revision) | COMPONENT_PRODUCT |  | Dimensions | 17839 | Current | 2012
9341 | IS 281:2009 | IS 1068:2025 | Metallic and other inorganic coatings - Electrodeposited coatings of nickel, nickel plus chromium, copper plus nickel and of copper plus nickel plus chromium (Fourth Revision) | COMPONENT_PRODUCT |  | Product Specification | 33076 | Current | 2025
9341 | IS 281:2009 | IS 1079:2009 | Hot Rolled Carbon Steel Sheet and Strip | REFERENCED_UNKNOWN |  |  | 1683 | Outdated edition cited | 2017
9341 | IS 281:2009 | IS 1378:1987 | Specification for oxidized - Copper finishes (Third Revision) | COMPONENT_PRODUCT |  | Product Specification | 5546 | Current | 1987
9341 | IS 281:2009 | IS 210:2009 | Grey iron castings - Specification (Fifth Revision) | COMPONENT_PRODUCT |  | Product Specification | 8644 | Current | 2009
9341 | IS 281:2009 | IS 451:1999 | Technical supply conditions for wood screws (Third Revision) | REFERENCED_UNKNOWN |  | Others | 11183 | Current | 1999
9341 | IS 281:2009 | IS 226:1975 | Structural steel (Standard quality) | REFERENCED_UNKNOWN |  |  |  | NOT_IN_INDEX
9394 | IS 2871:2012 | IS 291:1989 | Naval brass rods and sections for machining purposes - Specification (Third Revision) | COMPONENT_PRODUCT |  | Product Specification | 9423 | Current | 1989
9394 | IS 2871:2012 | IS 3444:1999 | Corrosion resistant high alloy steel and nickel base castings for general applications - Specification (Third Revision) | COMPONENT_PRODUCT |  | Product Specification | 10040 | Current | 1999
9640 | IS 3068:1986 | IS 1070:2023 | Reagent Grade Water Specification (Fourth Revision) | COMPONENT_PRODUCT |  | Product Specification | 28960 | Current | 2023
9640 | IS 3068:1986 | IS 1077:2025 | Common Burnt Clay Building Bricks - Specification (Sixth Revision) | COMPONENT_PRODUCT |  | Product Specification | 34069 | Current | 2025
9640 | IS 3068:1986 | IS 2:2022 | RULES FOR ROUNDING OFF NUMERICAL VALUES (Second Revision) | INSTALLATION_CODE |  | Code of Practice | 27256 | Current | 2022
9640 | IS 3068:1986 | IS 2386 (Part 3):1963 | Methods of Test for Aggregates for Concrete: Part 3 Specific Gravity, Density, Voids, Absorption and Bulking | TEST_METHOD |  | Methods of tests | 8907 | Draft/Formulation | 1963
9640 | IS 3068:1986 | IS 2430:1986 | Methods for Sampling of Aggregates for Concrete (First Revision) | TEST_METHOD |  | Methods of tests | 8944 | Current | 1986
9640 | IS 3068:1986 | IS 5640:1970 | Method of Test for Determining Aggregates Impact Value of Soft Coarse Aggregates | TEST_METHOD |  | Methods of tests | 12428 | Draft/Formulation | 1970
9640 | IS 3068:1986 | IS 2386 (Part 1):1963 | Methods of Test for Aggregates for Concrete: Part 1 Particle Size and Shape | TEST_METHOD |  | Methods of tests | 18826 | Draft/Formulation | 1963
9948 | IS 335:2018 | IS 1448 (Part 10/Sec 2):2021 | Methods of test for petroleum and its products Part 10 Petroleum and related products from natural or synthetic sources Section 2 Determination of pour point | TEST_METHOD |  | Methods of tests | 26061 | Current | 2021
9948 | IS 335:2018 | IS 13236:2013 | Insulating liquids - Methods for counting and sizing particles (First Revision) | TEST_METHOD |  | Methods of tests | 160 | Current | 2013
9948 | IS 335:2018 | IS 16082:2013 | Insulating liquids - Contamination by polychlorinated biphenyls (PCBS) - Method of determination by capillary column gas chromatography | TEST_METHOD |  | Methods of tests | 288 | Draft/Formulation | 2013
9948 | IS 335:2018 | IS 16084:2013 | Mineral insulating oils - Determination of kinematic viscosity at very low temperatures | TEST_METHOD |  | Methods of tests | 372 | Draft/Formulation | 2013
9948 | IS 335:2018 | IS 16086:2013 | Insulating liquids - Determination of the dielectric dissipation factor by measurement of the conductance and capacitance - Test method | TEST_METHOD |  | Methods of tests | 374 | Draft/Formulation | 2013
9948 | IS 335:2018 | IS 12422:2023 | Unused Hydrocarbon Based Insulating Liquids - Test Methods for - Evaluating the Oxidation Stability ( Second Revision ) | TEST_METHOD |  | Methods of tests | 28522 | Current | 2023
9948 | IS 335:2018 | IS 13631:2017 | Detection and determination of specified additives in mineral insulating oils (First Revision) | TEST_METHOD |  | Methods of tests | 5304 | Current | 2017
9948 | IS 335:2018 | IS 1448 (Part 16):2014 | Methods of test for petroleum and its products [P : 16] crude petroleum and liquid petroleum products - Laboratory determination of density - Hydrometer method (Fourth Revision) | TEST_METHOD |  | Methods of tests | 6308 | Current | 2014
9948 | IS 335:2018 | IS 1448 (Part 25):1976 | Methods of test for petroleum and its products [p:25] determination of kinematic and dynamic viscosity (First Revision) | TEST_METHOD |  |  |  | NOT_IN_INDEX
9948 | IS 335:2018 | IS 15668:2006 | Mineral insulating oils - Methods for the determination of 2 - Furural and related compounds | TEST_METHOD |  | Methods of tests | 7841 | Draft/Formulation | 2006
9948 | IS 335:2018 | IS 1866:2017 | Mineral insulating oils in electrical equipment supervision and maintenance guidance (Fourth Revision) | INSTALLATION_CODE |  | Code of Practice | 8262 | Current | 2017
9948 | IS 335:2018 | IS 2026 (Part 2):2010 | Power transformers: Part 2 temperature - Rise (First Revision) | TEST_METHOD |  | Methods of tests | 8556 | Current | 2010
9948 | IS 335:2018 | IS 6792:2023 | Insulating liquids - Determination of the breakdown voltage at power frequency - Test method | TEST_METHOD |  | Methods of tests | 28496 | Current | 2023
9948 | IS 335:2018 | IS 6855:2023 | Method of sampling insulating liquids | TEST_METHOD |  | Methods of tests | 28497 | Current | 2023
9948 | IS 335:2018 | IS 16497 (Part 1):2017 | Test methods for quantitative determination of corrosive sulphur compounds in unused and used insulating liquids: Part 1 test method for quantitative determination of dibenzyldisulfide (Dbds) | TEST_METHOD |  | Methods of tests | 22473 | Draft/Formulation | 2017
9948 | IS 335:2018 | IS 16310:2017 | Insulating liquids - Test method for detection of potentially corrosive sulphur in used and unused insulating oil | TEST_METHOD |  | Methods of tests | 22694 | Draft/Formulation | 2017
9948 | IS 335:2018 | IEC 60247:2004 | Insulating liquids — Measurement of relative permittivity, dielectric dissipation factor (tan ä) and d.c. resistivity | TEST_METHOD |  |  |  | NOT_IN_INDEX
9948 | IS 335:2018 | IEC 60628:1985 | Gassing of insulating liquids under electrical stress and ionization | REFERENCED_UNKNOWN |  |  |  | NOT_IN_INDEX
9948 | IS 335:2018 | IEC 60814:1997 | Insulating liquids — Oil impregnated paper and pressboard — Determination of water by automatic coulometric Karl Fischer titration | TEST_METHOD |  |  |  | NOT_IN_INDEX
9948 | IS 335:2018 | IEC 60868:1993 | Insulating liquids — Specification for unused liquids based on synthetic aromatic hydrocarbons | COMPONENT_PRODUCT |  |  |  | NOT_IN_INDEX
9948 | IS 335:2018 | IEC 62021 (Part-1):2003 | Insulating liquids — Determination of acidity — Part 1: Automatic potentiometric titration | TEST_METHOD |  |  |  | NOT_IN_INDEX
9948 | IS 335:2018 | IEC 6247:1998 | Petroleum products — Determination of foaming characteristics of lubricating oils | TEST_METHOD |  |  |  | NOT_IN_INDEX
9948 | IS 335:2018 | ISO 14596:2007 | Petroleum products — Determination of sulfur content — Wavelength-dispersive X-ray fluorescence spectrometry | TEST_METHOD |  |  |  | NOT_IN_INDEX
10032 | IS 3436:1978 | IS 202:1981 | Specification for aluminium casting alloy ingots and castings for aircraft purposes (Third Revision) | COMPONENT_PRODUCT |  | Product Specification | 8548 | Current | 1981
10032 | IS 3436:1978 | IS 23:1980 | Specification for primary aluminium ingots for remelting for aircraft purposes (Third Revision) | COMPONENT_PRODUCT |  | Product Specification | 8828 | Current | 1980
10032 | IS 3436:1978 | IS 2304:1962 | Procedure for inspection and testing of light metals (Aluminium And Magnesium) and their alloy ingots and castings for aircraft purposes | TEST_METHOD |  | Methods of tests | 8835 | Draft/Formulation | 1962
10032 | IS 3436:1978 | IS 3420:1976 | Procedure for inspection and testing of aluminium and aluminium alloy sheets and strips l?or aircraft purposes (First Revision) | INSTALLATION_CODE |  | Code of Practice | 10020 | Current | 1976
10032 | IS 3436:1978 | IS 3436:1978 | Specification for aluminium - Clad aluminium alloy sheet and strip for aircraft purposes (Alloy 24345) (First Revision) | COMPONENT_PRODUCT |  | Product Specification | 10032 | Current | 1978
10032 | IS 3436:1978 | IS 7428:1974 | Specification for aluminium alloy extruded bars, rods and sections for aircraft purposes (Alloy No. 24345) | COMPONENT_PRODUCT |  | Product Specification | 14382 | Draft/Formulation | 1974
10032 | IS 3436:1978 | IS 7429:1974 | Procedure for inspection and testing of aluminium and aluminium alloy extruded bars, rods and sections (For Aircraft Purposes) | TEST_METHOD |  | Methods of tests | 14383 | Draft/Formulation | 1974
10032 | IS 3436:1978 | IS 7670:2002 | Aluminium alloy forging stock and forgings (for parts operated at elevated temperatures) for aerospace applications (Alloy 22588) - specification (First Revision) | COMPONENT_PRODUCT |  | Product Specification | 14661 | Current | 2002
10032 | IS 3436:1978 | IS 7674:1975 | Procedure for inspection and testing of aluminium alloy forging stock and forgings for aircraft purposes | TEST_METHOD |  | Methods of tests | 14665 | Draft/Formulation | 1975
10032 | IS 3436:1978 | IS 7882:1975 | Specification for aluminium sheet and strip for aircraft purposes (Alloy 19000) | COMPONENT_PRODUCT |  | Product Specification | 14925 | Under Revision | 1975
10032 | IS 3436:1978 | IS 7883:1975 | Specification for aluminium - Manganese alloy sheet and strip for aircraft purposes (Alloy No. 31000) | COMPONENT_PRODUCT |  | Product Specification | 14926 | Under Revision | 1975
10032 | IS 3436:1978 | IS 7902:2001 | Aluminium alloy forging stock and forgings (Alloy 24345) for aerospace applications - Specification (First Revision) | COMPONENT_PRODUCT |  | Product Specification | 14948 | Current | 2001
10032 | IS 3436:1978 | IS 8474:1977 | Procedure for inspection and testing of aluminium and aluminium alloy wires (For Rivets) for aircraft purposes | INSTALLATION_CODE |  | Code of Practice | 15646 | Draft/Formulation | 1977
10032 | IS 3436:1978 | IS 8513:1977 | Specification for aluminium alloy wire for cold forged rivets for aircraft purposes (Alloy 55000) | COMPONENT_PRODUCT |  | Product Specification | 15689 | Under Revision | 1977
10032 | IS 3436:1978 | IS 8514:1977 | Specification for aluminium alloy wire for cold forged rivets for aircraft purposes (Alloy 24530) | COMPONENT_PRODUCT |  | Product Specification | 15690 | Under Revision | 1977
10032 | IS 3436:1978 | IS 8515:1977 | Specification for aluminium wire for cold forged rivets for aircraft purposes (Alloy 19500) | COMPONENT_PRODUCT |  | Product Specification | 15691 | Under Revision | 1977
10032 | IS 3436:1978 | IS 8560:1977 | Specification for aluminium clad aluminium alloy sheet and strip for aircraft purposes (Alloy 24530) | COMPONENT_PRODUCT |  | Product Specification | 15736 | Under Revision | 1977
10032 | IS 3436:1978 | IS 3435:1968 | 99 percent secondary aluminium notched bars and ingots for remelting for aircraft purposes | REFERENCED_UNKNOWN |  |  |  | NOT_IN_INDEX
10032 | IS 3436:1978 | IS 5902:1970 | Aluminium and aluminium alloy rivet stock for cold forged rivets for aircraft purposes (SEE IS 8513, IS 8514, IS 8515, IS 8956, IS 8937 and 9387) | REFERENCED_UNKNOWN |  |  |  | NOT_IN_INDEX
10274 | IS 368:2014 | IS 302 (Part 1):2024 | Household and Similar Electrical Appliances — Safety Part 1 General Requirements (Seventh Revision) | SAFETY_STANDARD |  | Safety Standard | 31901 | Current | 2024
10274 | IS 368:2014 | IS 302 (Part 2/Sec 201):2008 | Safety of household and similar electrical appliances: Part 2 particular requirements: Sec 201 electric immersion water heaters (First Revision) | SAFETY_STANDARD |  |  |  | NOT_IN_INDEX
10284 | IS 369:2019 | IS 302 (Part 1):2024 | Household and Similar Electrical Appliances — Safety Part 1 General Requirements (Seventh Revision) | SAFETY_STANDARD |  | Safety Standard | 31901 | Current | 2024
10284 | IS 369:2019 | IS 302 (Part 2/Sec 30):2007 | Safety of household and similar electrical appliances: Part 2 particular requirements: Sec 30 room heaters (First Revision) | SAFETY_STANDARD |  | Safety Standard | 9528 | Current | 2007
10425 | IS 383:2016 | IS 14959 (Part 2):2001 | Determination of Water Soluble and Acid Soluble Chlorides in Mortar and Concrete - Method of Test: Part 2 Hardened Mortar and Concrete | TEST_METHOD |  | Methods of tests | 6961 | Draft/Formulation | 2001
10425 | IS 383:2016 | IS 2386 (Part 2):1963 | Methods of Test for Aggregates for Concrete: Part 2 Estimation of Deleterious Materials and Organic Impurities | TEST_METHOD |  | Methods of tests | 8906 | Draft/Formulation | 1963
10425 | IS 383:2016 | IS 2386 (Part 3):1963 | Methods of Test for Aggregates for Concrete: Part 3 Specific Gravity, Density, Voids, Absorption and Bulking | TEST_METHOD |  | Methods of tests | 8907 | Draft/Formulation | 1963
10425 | IS 383:2016 | IS 2386 (Part 4):1963 | Methods of test for aggregates for concrete: Part 4 Mechanical properties | TEST_METHOD |  | Methods of tests | 8908 | Draft/Formulation | 1963
10425 | IS 383:2016 | IS 2386 (Part 6):1963 | Methods of test for aggregates for concrete: Part 6 Measuring mortar making properties of fine aggregates | TEST_METHOD |  | Methods of tests | 8909 | Draft/Formulation | 1963
10425 | IS 383:2016 | IS 2430:1986 | Methods for Sampling of Aggregates for Concrete (First Revision) | TEST_METHOD |  | Methods of tests | 8944 | Current | 1986
10425 | IS 383:2016 | IS 4905:2015 | Random sampling and randomization procedures (First Revision) | TEST_METHOD |  | Others | 11627 | Current | 2015
10425 | IS 383:2016 | IS 6461 (Part 1):2024 | Cement Concrete - Glossary of terms : Part 1 Concrete Aggregates (First Revision) | TERMINOLOGY |  | Terminology | 32132 | Current | 2024
10425 | IS 383:2016 | IS 9196:1979 | Specification for rotary and linear actuators (AC and DC) for aircraft | COMPONENT_PRODUCT |  | Product Specification | 16507 | Under Revision | 1979
10425 | IS 383:2016 | IS 9669:2025 | CBR Mould and Its Accessories - Specification (First Revision) | COMPONENT_PRODUCT |  | Product Specification | 33281 | Current | 2025
10425 | IS 383:2016 | IS 2386 (Part 1):1963 | Methods of Test for Aggregates for Concrete: Part 1 Particle Size and Shape | TEST_METHOD |  | Methods of tests | 18826 | Draft/Formulation | 1963
10425 | IS 383:2016 | IS 2386 (Part 5):1963 | Methods of Test for Aggregates for Concrete: Part V Soundness | TEST_METHOD |  | Methods of tests | 18827 | Draft/Formulation | 1963
10425 | IS 383:2016 | IS 2386 (Part 7):1963 | Methods of Test for Aggregates for Concrete: Part 7 Alkali Aggregate Reactivity | TEST_METHOD |  | Methods of tests | 18828 | Draft/Formulation | 1963
10425 | IS 383:2016 | IS 2386 (Part 8):1963 | Methods of Test for Aggregates for Concrete: Part 8 Petrographic Examination | TEST_METHOD |  | Methods of tests | 18829 | Draft/Formulation | 1963
10643 | IS 4021:1995 | IS 10428:2022 | Windows and Pedestrian Doors Vocabulary | TERMINOLOGY |  | Terminology | 27746 | Current | 2022
10643 | IS 4021:1995 | IS 1141:1993 | Seasoning of Timber - Code of practice (Second Revision) | INSTALLATION_CODE |  | Code of Practice | 2505 | Current | 1993
10643 | IS 4021:1995 | IS 12896:1990 | Indian timbers for door and window shutters and frames - classification | REFERENCED_UNKNOWN |  | Others | 4365 | Draft/Formulation | 1990
10643 | IS 4021:1995 | IS 1331:1971 | Specification for Cut Sizes of Timber (Second Revison) | COMPONENT_PRODUCT |  | Product Specification | 4840 | Current | 1971
10643 | IS 4021:1995 | IS 216:2006 | Coal tar pitch - Specification (Second Revision) | COMPONENT_PRODUCT |  | Product Specification | 8692 | Current | 2006
10643 | IS 4021:1995 | IS 287:1993 | Permissible Moisture Content for Timber Used for Different Purposes - Recommendations (Third Revision) | REFERENCED_UNKNOWN |  | Others | 9393 | Current | 1993
10643 | IS 4021:1995 | IS 3536:2016 | Ready mixed paint, brushing, wood primer - Specification (Second Revision) | COMPONENT_PRODUCT |  | Product Specification | 10114 | Current | 2016
10643 | IS 4021:1995 | IS 401:2001 | Preservation of Timber - Code of Practice (Fourth Revision) | INSTALLATION_CODE |  | Code of Practice | 10633 | Current | 2001
10643 | IS 4021:1995 | IS 4835:1979 | Specification Polyvinyl Acetate Dispersion Based Adhesives for Wood | COMPONENT_PRODUCT |  | Product Specification | 11557 | Current | 1979
10643 | IS 4021:1995 | IS 707:2011 | Timber Technology and Utilization of Wood, Bamboo and Cane - Glossary of Terms (Third Revision) | TERMINOLOGY |  | Terminology | 13981 | Current | 2011
10643 | IS 4021:1995 | IS 848:2025 | Synthetic Resin Adhesives for Plywood (Phenolic, Aminoplastic and Bio-Materials Based) - Specification ( Third Revision ) | COMPONENT_PRODUCT |  | Product Specification | 33639 | Current | 2025
10643 | IS 4021:1995 | IS 851:1978 | Specification for synthetic resin adhesives for construction work (Non - Structural) in wood (First Revision) | COMPONENT_PRODUCT |  | Product Specification | 15686 | Under Revision | 1978
10643 | IS 4021:1995 | IS 852:1994 | Specification for synthetic resin adhesives for construction work (Non - Structural) in wood (First Revision) | COMPONENT_PRODUCT |  | Product Specification | 15696 | Under Revision | 1994
10821 | IS 418:2004 | IS 14897:2021 | Glass Bulb Designation System for Lamps ( First Revision ) | TERMINOLOGY |  | Terminology | 26718 | Current | 2021
10951 | IS 432 (Part 2):1982 | IS 1387:1993 | General requirements for the supply of metallurgical materials (Second Revision) | COMPONENT_PRODUCT |  | Others | 5659 | Current | 1993
10951 | IS 432 (Part 2):1982 | IS 1608:2005 | Mechanical testing of metals - Tensile Testing | TEST_METHOD |  |  |  | NOT_IN_INDEX
10951 | IS 432 (Part 2):1982 | IS 1716:2023 | Metallic materials Wire Reverse bend test | TEST_METHOD |  | Methods of tests | 28390 | Current | 2023
10951 | IS 432 (Part 2):1982 | IS 228:1959 | Methods of chemical analysis of pig iron, cast iron and plain carbon and low alloy steel | REFERENCED_UNKNOWN |  |  |  | NOT_IN_INDEX
11238 | IS 455:2015 | IS 269:2013 | Ordinary Portland Cement, 33 Grade | REFERENCED_UNKNOWN |  |  | 111 | Outdated edition cited | 2015
11238 | IS 455:2015 | IS 11652:2000 | Textiles - Woven Sacks for Packing Cement - High Density Polyethylene (HDPE)/Polypropylene (PP) | REFERENCED_UNKNOWN |  |  | 2794 | Outdated edition cited | 2017
11238 | IS 455:2015 | IS 11761:2024 | MULTI-WALL PAPER SACKS FOR CEMENT- SPECIFICATION ( Second Revision ) | COMPONENT_PRODUCT |  | Product Specification | 31571 | Current | 2024
11238 | IS 455:2015 | IS 12089:1987 | Specification for Granulated Slag for the Manufacture Portland Slag Cement | COMPONENT_PRODUCT |  | Product Specification | 3354 | Draft/Formulation | 1987
11238 | IS 455:2015 | IS 12154:1987 | Specification for light weight jute bags for packing cement | COMPONENT_PRODUCT |  |  |  | NOT_IN_INDEX
11238 | IS 455:2015 | IS 12174:1987 | Specification for jute synthetic union bags for packing cement | COMPONENT_PRODUCT |  |  |  | NOT_IN_INDEX
11238 | IS 455:2015 | IS 12423:1988 | Method for Colorimetric analysis of Hydraulic Cement | TEST_METHOD |  | Methods of tests | 3760 | Draft/Formulation | 1988
11238 | IS 455:2015 | IS 2:2022 | RULES FOR ROUNDING OFF NUMERICAL VALUES (Second Revision) | INSTALLATION_CODE |  | Code of Practice | 27256 | Current | 2022
11238 | IS 455:2015 | IS 2580:1995 | Textiles - Jute sacking bags for packing cement - Specification (Third Revision) | COMPONENT_PRODUCT |  |  |  | NOT_IN_INDEX
11238 | IS 455:2015 | IS 3535:1986 | Methods of Sampling Hydraulic Cement (First revision) | TEST_METHOD |  | Methods of tests | 10113 | Current | 1986
11238 | IS 455:2015 | IS 650:1991 | Standard sand for testing cement - Specification (Second Revision) | COMPONENT_PRODUCT |  | Product Specification | 13361 | Current | 1991
11238 | IS 455:2015 | IS 11653:1986 | Polypropylene (PP) woven sacks for packing cement | REFERENCED_UNKNOWN |  |  |  | NOT_IN_INDEX
11324 | IS 460 (Part 1):2020 | IS 2324 (Part 2):1985 | Bonded Abrasive Grinding Wheels - Part 2 : Dimensions | REFERENCED_UNKNOWN |  |  |  | NOT_IN_INDEX
11324 | IS 460 (Part 1):2020 | IS 5421:2026 | Glossary of Terms Relating to Test Sieves and Test Sieving (Third Revision of IS 5421) | TERMINOLOGY |  | Terminology | 66430 | Current | 2026
11324 | IS 460 (Part 1):2020 | IS 460 (Part 3):2020 | Test Sieves — Specification Part 3 Methods of Examination of Apertures of Test Sieves ( Fourth Revision ) | COMPONENT_PRODUCT |  | Product Specification | 11326 | Current | 2020
11325 | IS 460 (Part 2):2020 | IS 2324 (Part 2):1985 | Bonded Abrasive Grinding Wheels - Part 2 : Dimensions | REFERENCED_UNKNOWN |  |  |  | NOT_IN_INDEX
11325 | IS 460 (Part 2):2020 | IS 5421:2026 | Glossary of Terms Relating to Test Sieves and Test Sieving (Third Revision of IS 5421) | TERMINOLOGY |  | Terminology | 66430 | Current | 2026
11325 | IS 460 (Part 2):2020 | IS 460 (Part 3):2020 | Test Sieves — Specification Part 3 Methods of Examination of Apertures of Test Sieves ( Fourth Revision ) | COMPONENT_PRODUCT |  | Product Specification | 11326 | Current | 2020
11326 | IS 460 (Part 3):2020 | IS 2324 (Part 2):1985 | Bonded Abrasive Grinding Wheels - Part 2 : Dimensions | REFERENCED_UNKNOWN |  |  |  | NOT_IN_INDEX
11326 | IS 460 (Part 3):2020 | IS 5421:2026 | Glossary of Terms Relating to Test Sieves and Test Sieving (Third Revision of IS 5421) | TERMINOLOGY |  | Terminology | 66430 | Current | 2026
11326 | IS 460 (Part 3):2020 | IS 460 (Part 1):2020 | Test Sieves — Specification Part 1 Wire Cloth Test Sieves ( Fourth Revision ) | COMPONENT_PRODUCT |  | Product Specification | 11324 | Current | 2020
11326 | IS 460 (Part 3):2020 | IS 460 (Part 2):2020 | Test Sieves — Specification Part 2 Perforated Plate Test Sieves ( Fourth Revision ) | COMPONENT_PRODUCT |  | Product Specification | 11325 | Current | 2020
11694 | IS 4984:2016 | IS 10141:2001 | Positive List of Constituents of Polyethylene in Contact with Foodstuffs, Pharmaceuticals and Drinking Water | REFERENCED_UNKNOWN |  |  |  | NOT_IN_INDEX
11694 | IS 4984:2016 | IS 10146:1982 | Specification for polyethylene for its safe use in contact with foodstuffs, pharmaceuticals and drinking water | COMPONENT_PRODUCT |  | Product Specification | 923 | Draft/Formulation | 1982
11694 | IS 4984:2016 | IS 2530:2026 | POLYETHYLENE MOULDING MATERIALS AND POLYETHYLENE COMPOUNDS - METHODS OF TEST (First Revision) | TEST_METHOD |  | Methods of Tests | 66231 | Current | 2026
11694 | IS 4984:2016 | IS 4905:2015 | Random sampling and randomization procedures (First Revision) | TEST_METHOD |  | Others | 11627 | Current | 2015
11694 | IS 4984:2016 | IS 7328:2026 | POLYETHYLENE PE MATERIAL FOR MOULDING AND EXTRUSION SPECIFICATION Third Revision | COMPONENT_PRODUCT |  | Product Specification | 67117 | Current | 2026
11694 | IS 4984:2016 | IS 9845:1998 | Determination of overall migration of constituents of plastics materials and articles intended to come in contact with foodstuffs - Method of analysis (Second Revision) | TEST_METHOD |  | Methods of tests | 17274 | Current | 1998
11703 | IS 4989:2018 | IS 2932:2025 | Air Drying Enamel Paint for Architectural and Industrial Applications - Specification (Fifth Revision) | COMPONENT_PRODUCT |  | Product Specification | 34143 | Current | 2025
11703 | IS 4989:2018 | IS 13607:1992 | Heady mixed paint, finishing, general purposes, synthetic - Specification | COMPONENT_PRODUCT |  | Product Specification | 5275 | Draft/Formulation | 1992
11703 | IS 4989:2018 | IS 1783 (Part 1):2014 | Drums large, fixed ends -- Specification: Part 1 Grade A drums (Fourth Revision) | COMPONENT_PRODUCT |  | Product Specification | 8191 | Current | 2014
11703 | IS 4989:2018 | IS 1783 (Part 2):2014 | Drums large, fixed ends -- Specification: Part 2 Grade B drums (Fourth Revision) | COMPONENT_PRODUCT |  | Product Specification | 8192 | Current | 2014
11703 | IS 4989:2018 | IS 2552:1989 | Steel drums (galvanized and ungalvanized) -- Specification (Third Revision) | COMPONENT_PRODUCT |  | Product Specification | 9064 | Current | 1989
11703 | IS 4989:2018 | IS 4309:1979 | Methods of measurement on direct reading PH meters (First Revision) | TEST_METHOD |  | Methods of tests | 10938 | Current | 1979
11703 | IS 4989:2018 | IS 4905:2015 | Random sampling and randomization procedures (First Revision) | TEST_METHOD |  | Others | 11627 | Current | 2015
11703 | IS 4989:2018 | IS 5:2007 | Colours for ready mixed paints and enamels (Sixth Revision) | INSTALLATION_CODE |  | Code of Practice | 11715 | Current | 2007
11703 | IS 4989:2018 | IS 554:1999 | Pipe threads where pressure - Tight joints are made on the threads - Dimensions, tolerances and designation (Fourth Revision) | REFERENCED_UNKNOWN |  | Dimensions | 12314 | Current | 1999
11703 | IS 4989:2018 | IS 7959:2023 | Polyethylene containers for foam compounds - Specification (Second Revision) | COMPONENT_PRODUCT |  | Product Specification | 30133 | Current | 2023
11703 | IS 4989:2018 | IS 1206 (Part 3):2021 | Methods for testing tar and bituminous materials - Determination of viscosity : Part 3 - Kinematic viscosity (Second Revision) | TEST_METHOD |  | Methods of tests | 27321 | Current | 2021
12556 | IS 5758:2020 | IS 2324 (Part 2):1985 | Bonded Abrasive Grinding Wheels - Part 2 : Dimensions | REFERENCED_UNKNOWN |  |  |  | NOT_IN_INDEX
12556 | IS 5758:2020 | IS 269:2013 | Ordinary Portland Cement, 33 Grade | REFERENCED_UNKNOWN |  |  | 111 | Outdated edition cited | 2015
12556 | IS 5758:2020 | IS 3812 (Part 1) : 2013 | Pulverized fuel ash - Specification: Part 1 For use as pozzolana in cement, cement mortar and concrete (Third Revision) | COMPONENT_PRODUCT |  |  |  | NOT_IN_INDEX
12556 | IS 5758:2020 | IS 3812 (Part 2):2013 | Pulverized Fuel Ash - Specification: Part 2 For use as Admixture in Cement Mortar and Concrete (Third Revision) | COMPONENT_PRODUCT |  | Product Specification | 166 | Current | 2013
12556 | IS 5758:2020 | IS 12330:1988 | Specificatioon for Sulphate Resisting Portland Cement | COMPONENT_PRODUCT |  | Product Specification | 3643 | Draft/Formulation | 1988
12556 | IS 5758:2020 | IS 1489 (Part 1):1991 | Specification for Portland pozzolana cement Part 1 Flyash based | COMPONENT_PRODUCT |  |  |  | NOT_IN_INDEX
12556 | IS 5758:2020 | IS 1489 (Part 2):1991 | Specification for Portland-pozzolana cement Part 2 calcined clay based | COMPONENT_PRODUCT |  |  | 6876 | Outdated edition cited | 2015
12556 | IS 5758:2020 | IS 15388:2003 | Silica Fume - Specification | COMPONENT_PRODUCT |  | Product Specification | 7484 | Draft/Formulation | 2003
12556 | IS 5758:2020 | IS 2645:2003 | Integral Waterproofing Compounds for Cement Mortar and Concrete - Specification (Second Revision) | COMPONENT_PRODUCT |  | Product Specification | 9168 | Current | 2003
12556 | IS 5758:2020 | IS 383:2016 | Coarse and Fine Aggregate for Concrete - Specification (Third Revision) | COMPONENT_PRODUCT |  | Product Specification | 10425 | Current | 2016
12556 | IS 5758:2020 | IS 411:2026 | Titanium Dioxide for Pigmentary Applications - Specification (Fifth Revision) | COMPONENT_PRODUCT |  | Product Specification | 66469 | Current | 2026
12556 | IS 5758:2020 | IS 44:2025 | Iron Oxide Pigments for Paints - Specifications (Third revision) | COMPONENT_PRODUCT |  | Product Specification | 33610 | Current | 2025
12556 | IS 5758:2020 | IS 455:1989 | Portland Slag Cement - Specification | COMPONENT_PRODUCT |  |  | 11238 | Outdated edition cited | 2015
12556 | IS 5758:2020 | IS 456:2000 | Plain and reinforced concrete - Code of practice (Fourth Revision) | INSTALLATION_CODE |  | Code of Practice | 11249 | Current | 2000
12556 | IS 5758:2020 | IS 4905:2015 | Random sampling and randomization procedures (First Revision) | TEST_METHOD |  | Others | 11627 | Current | 2015
12556 | IS 5758:2020 | IS 50:1980 | Withdrawl | REFERENCED_UNKNOWN |  |  |  | NOT_IN_INDEX
12556 | IS 5758:2020 | IS 516 (Part 2/Sec 3):2022 | Hardened Concrete - Methods of Test: Part 2 Properties of Hardened Concrete other than Strength: Section 3 Oxygen Permeability Index ( First Revision ) | TEST_METHOD |  | Methods of tests | 26923 | Current | 2022
12556 | IS 5758:2020 | IS 54:2025 | Green Oxide of Chromium for Paints - Specification (Third Revision ) | COMPONENT_PRODUCT |  | Product Specification | 33139 | Current | 2025
12556 | IS 5758:2020 | IS 55:2025 | Ultramarine Blue for Paints - Specification (Second Revision) | COMPONENT_PRODUCT |  | Product Specification | 65633 | Current | 2025
12556 | IS 5758:2020 | IS 56:2025 | Prussian Blue (Iron blue) for Paints - Specification ( Third Revision) | COMPONENT_PRODUCT |  | Product Specification | 65634 | Current | 2025
12556 | IS 5758:2020 | IS 6909:2026 | Supersulphated Cement - Specification (Second Revision of IS 6909) | COMPONENT_PRODUCT |  | Product Specification | 66579 | Current | 2026
12556 | IS 5758:2020 | IS 8041:2026 | Rapid Hardening Portland Cement Specification Third Revision of IS 8041 | COMPONENT_PRODUCT |  | Product Specification | 66580 | Current | 2026
12556 | IS 5758:2020 | IS 8042:1989 | White Portland Cement - | REFERENCED_UNKNOWN |  |  | 15109 | Outdated edition cited | 2015
12556 | IS 5758:2020 | IS 8043:2026 | Hydrophobic Portland Cement Specification Third Revision of IS 8043 | COMPONENT_PRODUCT |  | Product Specification | 66581 | Current | 2026
12556 | IS 5758:2020 | IS 9130:1979 | Specification for edible spray dried potato flour | COMPONENT_PRODUCT |  | Product Specification | 16400 | Under Revision | 1979
12556 | IS 5758:2020 | IS 16415:2015 | Composite Cement - Specification | COMPONENT_PRODUCT |  | Product Specification | 22126 | Draft/Formulation | 2015
12556 | IS 5758:2020 | IS 16714:2018 | Ground Granulated Blast Furnace Slag for Use in Cement, Mortar and Concrete - Specification | COMPONENT_PRODUCT |  | Product Specification | 22933 | Draft/Formulation | 2018
12822 | IS 5986:2017 | IS 1956 (Part 4):2013 | Glossary of terms relating to iron and steel: Part 4 flat products (Second Revision) | TERMINOLOGY |  | Terminology | 413 | Current | 2013
12822 | IS 5986:2017 | IS 1599:2023 | Metallic materials Bend test | TEST_METHOD |  | Methods of tests | 29584 | Current | 2023
12822 | IS 5986:2017 | IS 1608:2005 | Mechanical testing of metals - Tensile Testing | TEST_METHOD |  |  |  | NOT_IN_INDEX
12822 | IS 5986:2017 | IS 1730:1989 | Steel Plates, Sheets Strips and Flats for Structural and General Engineering Purposes - Dimensions (Second Revision) | REFERENCED_UNKNOWN |  | Dimensions | 8140 | Under Revision | 1989
12822 | IS 5986:2017 | IS 1757 (Part 1):2020 | Metallic Materials — Charpy Pendulum Impact Test Part 1 Test Method ( Fourth Revision ) | TEST_METHOD |  | Methods of tests | 8162 | Current | 2020
12822 | IS 5986:2017 | IS 1852:1985 | Specification for rolling and cutting tolerances for hot - Rolled steel products (Fourth Revision) | COMPONENT_PRODUCT |  | Product Specification | 8250 | Current | 1985
12822 | IS 5986:2017 | IS 228 (Part 1):2025 | Methods for Chemical Analysis of Steels Part 1 Determination of Carbon by Volumetric Method (For Carbon 0.05 to 2.50 Percent) (Fourth Revision) | TEST_METHOD |  | Methods of tests | 33071 | Current | 2025
12822 | IS 5986:2017 | IS 3803 (Part 1):2023 | Steel - Conversion of elongation values: Part 1 carbon and low alloy steels | REFERENCED_UNKNOWN |  | Dimensions | 28392 | Current | 2023
12822 | IS 5986:2017 | IS 8910:2022 | General technical delivery requirements for steel and steel products | COMPONENT_PRODUCT |  | Others | 27290 | Current | 2022
12822 | IS 5986:2017 | IS/ISO 16160:2012 | Hot-rolled steel sheet products Dimensional and shape tolerances | COMPONENT_PRODUCT |  | Dimensions | 29226 | Current | 2012
12837 | IS 6003:2010 | IS 228 (Part 1):2025 | Methods for Chemical Analysis of Steels Part 1 Determination of Carbon by Volumetric Method (For Carbon 0.05 to 2.50 Percent) (Fourth Revision) | TEST_METHOD |  | Methods of tests | 33071 | Current | 2025
12837 | IS 6003:2010 | IS 228 (Part 10):1989 | Methods for chemical analysis of steels: Part 10 determination of molybdenum by thiocyanate (Photometric) method in low and high alloy steels (For Molybdenum 0.01 To 1.50 Percent) (First Revision) | TEST_METHOD |  | Methods of tests | 8791 | Current | 1989
12837 | IS 6003:2010 | IS 228 (Part 11):1990 | Methods for chemical analysis of steels : Part 11 determination of total silicon by reduced molybdosilicate spectrophotometric method in carbon steels and low alloy steels (For Silicon 0.01 To 0.05 Percent) (Third Revision) | TEST_METHOD |  | Methods of tests | 8792 | Current | 1990
12837 | IS 6003:2010 | IS 228 (Part 12):2001 | Methods for chemical of steels analysis: Part 12 determination of manganese by periodate spectrophotometric method in plain carbon, low alloy and high alloy steels (For Manganese 0.01 To 5.0 Percent) (Fourth Revision) | TEST_METHOD |  | Methods of tests | 8793 | Current | 2001
12837 | IS 6003:2010 | IS 228 (Part 14):1988 | Methods for chemical analysis of steels: Part 14 determination of carbon by thermal conductivity method (For Carbon 0.005 To 2.000 Percent | TEST_METHOD |  | Methods of tests | 8794 | Draft/Formulation | 1988
12837 | IS 6003:2010 | IS 228 (Part 15):1992 | Methods for chemical analysis of steels: Part 15 determination of copper by thiosulphate iodide method (For Copper 0.05 To 5 Percent) (Second Revision) | TEST_METHOD |  | Methods of tests | 8795 | Current | 1992
12837 | IS 6003:2010 | IS 228 (Part 16):1992 | Methods for chemical analysis of steels: Part 16 determination of tungsten by spectrophotometric method (For Tungsten 0.1 To 2 Percent) (Second Revision) | TEST_METHOD |  | Methods of tests | 8796 | Current | 1992
12837 | IS 6003:2010 | IS 228 (Part 17):1998 | Methods for chemical analysis of steels: Part 17 determination of nitrogen by thermal conductivity method (For Nitrogen Up To 0.04 Percent) (Second Revision) | TEST_METHOD |  | Methods of tests | 8797 | Current | 1998
12837 | IS 6003:2010 | IS 228 (Part 18):2025 | Methods for Chemical Analysis of Steels Part 18 Determination of Oxygen by Instrumental Method (For Oxygen 0.001 to 0.100 0 percent) (Third Revision) | TEST_METHOD |  | Methods of tests | 33073 | Current | 2025
12837 | IS 6003:2010 | IS 228 (Part 19):1998 | Methods of chemical analysis of steels: Part 19 determination of nitrogen by steam distillation method (For Nitrogen 0.002 To 0.50 Percent) (Second Revision) | TEST_METHOD |  | Methods of tests | 8799 | Current | 1998
12837 | IS 6003:2010 | IS 228 (Part 2):2024 | Methods for chemical analysis of steels Part 2 Determination of manganese in plain-carbon and low alloy steels by arsenite method (Fourth Revision) | TEST_METHOD |  | Methods of tests | 32127 | Current | 2024
12837 | IS 6003:2010 | IS 228 (Part 20):2021 | Methods for Chemical Analysis of Steels - Part 20 : Determination of Carbon and Sulphur by Infra Red Absorption Method (for Carbon 0.005 to 2 Percent and Sulphur 0.001 to 0.35 Percent) | TEST_METHOD |  | Methods of tests | 26057 | Current | 2021
12837 | IS 6003:2010 | IS 228 (Part 21):2003 | Methods for chemical analysis of steels: Part 21 determination of copper by spectrophotometric method (For Copper 0.02 To 0.50 Percent) (Second Revision) | TEST_METHOD |  | Methods of tests | 8802 | Draft/Formulation | 2003
12837 | IS 6003:2010 | IS 228 (Part 22):2003 | Methods of chemical analysis of steels: Part 22 determination of total hydrogen in steel by thermal conductivity method (Hydrogen 0.1 Ppm To 50 Ppm) | TEST_METHOD |  | Methods of tests | 8803 | Draft/Formulation | 2003
12837 | IS 6003:2010 | IS 228 (Part 23):2003 | Methods of chemical analysis of steels: Part 23 determination of total nitrogen in steel by optical emission spectrometer (Nitrogen 0.002 To 1.0 Percent) | TEST_METHOD |  | Methods of tests | 8804 | Draft/Formulation | 2003
12837 | IS 6003:2010 | IS 228 (Part 24):2003 | Methods of chemical analysis of steels: Part 24 determination of nitrogen in steel by inert gas fusion - Thermal conductivity method (Nitrogen 0.001 To 0.2 Percent) | TEST_METHOD |  | Methods of tests | 8805 | Draft/Formulation | 2003
12837 | IS 6003:2010 | IS 228 (Part 3):2024 | Methods for chemical analysis of steels Part 3 Determination of phosphorus by alkalimetric method (Fourth Revision) | TEST_METHOD |  | Methods of tests | 32128 | Current | 2024
12837 | IS 6003:2010 | IS 228 (Part 4):2025 | Method for Chemical Analysis of Steels Part 4 Determination of Total Carbon by Gravimetric Method (for carbon ? 0.1 Percent) (Fourth Revision) | TEST_METHOD |  | Methods of tests | 33070 | Current | 2025
12837 | IS 6003:2010 | IS 228 (Part 5):1987 | Methods for chemical analysis of steels: Part 5 determination of nickel by dimethylglyoxime (Gravimetric) method (For Nickel)O - l percent) (Third Revision) | TEST_METHOD |  | Methods of tests | 8808 | Current | 1987
12837 | IS 6003:2010 | IS 228 (Part 6):2024 | Methods for Chemical Analysis of Steels Part 6 Determination of Chromium by Persulphate Oxidation Method (for Chromium ? 0.1 percent ) (Fourth Revision) | TEST_METHOD |  | Methods of tests | 32505 | Current | 2024
12837 | IS 6003:2010 | IS 228 (Part 7):2025 | Methods for chemical analysis of steels Part 7 Determination of molybdenum by alpha-benzoinoxime method in alloy steels (for molybdenum > 1 percent and not containing tungsten) (Fourth Revision) | TEST_METHOD |  | Methods of tests | 33072 | Current | 2025
12837 | IS 6003:2010 | IS 228 (Part 8):1989 | Methods for chemicalanalysisofsteels: Part 8 determination of silicon by the gravimetric method (For Silicon 0.05 To 5.00 Percent) (Third Revision) | TEST_METHOD |  | Methods of tests | 8811 | Current | 1989
12837 | IS 6003:2010 | IS 228 (Part 9):1989 | Methods for chemical analysis of steels : Part 9 determination of sulphur by evolution method (For Sulphur 0.01 To 0.25 Percent) (Third Revision) | TEST_METHOD |  | Methods of tests | 8812 | Current | 1989
12837 | IS 6003:2010 | IS 228 (Part 13):1982 | Methods for chemical analysis of steels: Part 13 determination of arsenic | TEST_METHOD |  | Methods of tests | 18799 | Draft/Formulation | 1982
12840 | IS 6006:2014 | IS 1387:1993 | General requirements for the supply of metallurgical materials (Second Revision) | COMPONENT_PRODUCT |  | Others | 5659 | Current | 1993
12840 | IS 6006:2014 | IS 1608:2005 | Mechanical testing of metals - Tensile Testing | TEST_METHOD |  |  |  | NOT_IN_INDEX
12840 | IS 6006:2014 | IS 1956 (Part 1):1976 | Glossary of terms relating to iron and steel: Part 1 general metallurgy, heat treatment and testing (First Revision) | TERMINOLOGY |  | Terminology | 8463 | Current | 1976
12840 | IS 6006:2014 | IS 1956 (Part 2):2018 | Glossary of terms relating to iron and steel: Part 2 steel making (Second Revision) | TERMINOLOGY |  | Terminology | 8464 | Current | 2018
12840 | IS 6006:2014 | IS 1956 (Part 5):1976 | Glossary of terms relating to iron and steel: Part V bright steel bar and steel wire (First Revision) | TERMINOLOGY |  |  |  | NOT_IN_INDEX
12840 | IS 6006:2014 | IS 228 (Part 3):2024 | Methods for chemical analysis of steels Part 3 Determination of phosphorus by alkalimetric method (Fourth Revision) | TEST_METHOD |  | Methods of tests | 32128 | Current | 2024
12840 | IS 6006:2014 | IS 228 (Part 9):1989 | Methods for chemical analysis of steels : Part 9 determination of sulphur by evolution method (For Sulphur 0.01 To 0.25 Percent) (Third Revision) | TEST_METHOD |  | Methods of tests | 8812 | Current | 1989
12840 | IS 6006:2014 | IS 1956 (Part 3):2019 | Glossary of terms relating to iron and steel: Part 3 long products (Including Bars, Rods, Sections And Wires) (Second Revision) | TERMINOLOGY |  | Terminology | 18667 | Current | 2019
13041 | IS 6198:1992 | IS 1141:1993 | Seasoning of Timber - Code of practice (Second Revision) | INSTALLATION_CODE |  | Code of Practice | 2505 | Current | 1993
13041 | IS 6198:1992 | IS 401:2001 | Preservation of Timber - Code of Practice (Fourth Revision) | INSTALLATION_CODE |  | Code of Practice | 10633 | Current | 2001
13041 | IS 6198:1992 | IS 707:2011 | Timber Technology and Utilization of Wood, Bamboo and Cane - Glossary of Terms (Third Revision) | TERMINOLOGY |  | Terminology | 13981 | Current | 2011
13102 | IS 6240:2008 | IS 1956 (Part 4):2013 | Glossary of terms relating to iron and steel: Part 4 flat products (Second Revision) | TERMINOLOGY |  | Terminology | 413 | Current | 2013
13102 | IS 6240:2008 | IS 10175 (Part 1):1993 | Mechanical testing of metals -Modified erichsen cupping test - sheet and strip Pt 1 Thickness upto 2 mm | TEST_METHOD |  |  |  | NOT_IN_INDEX
13102 | IS 6240:2008 | IS 1599:2023 | Metallic materials Bend test | TEST_METHOD |  | Methods of tests | 29584 | Current | 2023
13102 | IS 6240:2008 | IS 1608:2005 | Mechanical testing of metals - Tensile Testing | TEST_METHOD |  |  |  | NOT_IN_INDEX
13102 | IS 6240:2008 | IS 1730:1989 | Steel Plates, Sheets Strips and Flats for Structural and General Engineering Purposes - Dimensions (Second Revision) | REFERENCED_UNKNOWN |  | Dimensions | 8140 | Under Revision | 1989
13102 | IS 6240:2008 | IS 3803 (Part 1):2023 | Steel - Conversion of elongation values: Part 1 carbon and low alloy steels | REFERENCED_UNKNOWN |  | Dimensions | 28392 | Current | 2023
13102 | IS 6240:2008 | IS 8910:2022 | General technical delivery requirements for steel and steel products | COMPONENT_PRODUCT |  | Others | 27290 | Current | 2022
13102 | IS 6240:2008 | IS 228:1959 | Methods of chemical analysis of pig iron, cast iron and plain carbon and low alloy steel | REFERENCED_UNKNOWN |  |  |  | NOT_IN_INDEX
13361 | IS 650:1991 | IS 265:2021 | HYDROCHLORIC ACID SPECIFICATION Fifth Revision | COMPONENT_PRODUCT |  | Product Specification | 25632 | Current | 2021
13361 | IS 650:1991 | IS 460 (Part 1):2020 | Test Sieves — Specification Part 1 Wire Cloth Test Sieves ( Fourth Revision ) | COMPONENT_PRODUCT |  | Product Specification | 11324 | Current | 2020
13385 | IS 6523:1983 | IS 269:2013 | Ordinary Portland Cement, 33 Grade | REFERENCED_UNKNOWN |  |  | 111 | Outdated edition cited | 2015
13385 | IS 6523:1983 | IS 8112:2013 | Ordinary Portland Cement, 43 Grade | REFERENCED_UNKNOWN |  |  |  | NOT_IN_INDEX
13385 | IS 6523:1983 | IS 1199:1959 | Methods of sampling and analysis of concrete | INSTALLATION_CODE |  | Code of Practice | 3211 | Draft/Formulation | 1959
13385 | IS 6523:1983 | IS 1489 (Part 1):1991 | Specification for Portland pozzolana cement Part 1 Flyash based | COMPONENT_PRODUCT |  |  |  | NOT_IN_INDEX
13385 | IS 6523:1983 | IS 2:2022 | RULES FOR ROUNDING OFF NUMERICAL VALUES (Second Revision) | INSTALLATION_CODE |  | Code of Practice | 27256 | Current | 2022
13385 | IS 6523:1983 | IS 280:2006 | Mild steel wire for general engineering purposes (Fourth Revision) | COMPONENT_PRODUCT |  | Product Specification | 9330 | Current | 2006
13385 | IS 6523:1983 | IS 383:2016 | Coarse and Fine Aggregate for Concrete - Specification (Third Revision) | COMPONENT_PRODUCT |  | Product Specification | 10425 | Current | 2016
13385 | IS 6523:1983 | IS 432 (Part 1):2026 | Specification for Mild Steel And Medium Tensile Steel Bars and Hard-Drawn Steel Wire for Concrete Reinforcement Part 1 Mild Steel and Medium Tensile Steel Bars Fourth Revision | COMPONENT_PRODUCT |  | Product Specification | 66954 | Current | 2026
13385 | IS 6523:1983 | IS 455:1989 | Portland Slag Cement - Specification | COMPONENT_PRODUCT |  |  | 11238 | Outdated edition cited | 2015
13385 | IS 6523:1983 | IS 456:2000 | Plain and reinforced concrete - Code of practice (Fourth Revision) | INSTALLATION_CODE |  | Code of Practice | 11249 | Current | 2000
13385 | IS 6523:1983 | IS 516 (Part 2/Sec 3):2022 | Hardened Concrete - Methods of Test: Part 2 Properties of Hardened Concrete other than Strength: Section 3 Oxygen Permeability Index ( First Revision ) | TEST_METHOD |  | Methods of tests | 26923 | Current | 2022
13385 | IS 6523:1983 | IS 8041:2026 | Rapid Hardening Portland Cement Specification Third Revision of IS 8041 | COMPONENT_PRODUCT |  | Product Specification | 66580 | Current | 2026
13385 | IS 6523:1983 | IS 1139:1966 | Specification for Hot rolled mild steel, medium tensile steel and high yield strength steel deformed bars for concrete reinforcements | COMPONENT_PRODUCT |  |  |  | NOT_IN_INDEX
13562 | IS 6697:1988 | IS 1387:1993 | General requirements for the supply of metallurgical materials (Second Revision) | COMPONENT_PRODUCT |  | Others | 5659 | Current | 1993
13562 | IS 6697:1988 | IS 2590:1987 | Specification for primary aluminium ingots for remelting for general engineering purposes (Second Revision) | COMPONENT_PRODUCT |  | Product Specification | 9113 | Current | 1987
13562 | IS 6697:1988 | IS 3821:1973 | Method for determination of mass of aluminium coating on hot-dip aluminized iron or steel articles | INSTALLATION_CODE |  | Code of Practice | 10410 | Draft/Formulation | 1973
13562 | IS 6697:1988 | IS 6012:1992 | Measurement of coating thickness by eddy current method (First Revision) | TEST_METHOD |  | Methods of tests | 12844 | Current | 1992
13562 | IS 6697:1988 | IS 617:2024 | Aluminium and Aluminium Alloys Ingots for Remelting and Castings for General Engineering Purposes — Specification (Fourth Revision) | COMPONENT_PRODUCT |  | Product Specification | 30951 | Current | 2024
13562 | IS 6697:1988 | IS 8508:1988 | Code of practice for hot-dip aluminizing of iron and steel (First Revision) | INSTALLATION_CODE |  | Code of Practice | 15684 | Current | 1988
13785 | IS 6901:2018 | ISO/TR 7470:1988 |  | REFERENCED_UNKNOWN |  |  |  | NOT_IN_INDEX
13785 | IS 6901:2018 | ISO 5145:2014 |  | REFERENCED_UNKNOWN |  |  |  | NOT_IN_INDEX
13785 | IS 6901:2018 | ISO 5171:2009 |  | REFERENCED_UNKNOWN |  |  |  | NOT_IN_INDEX
13785 | IS 6901:2018 | ISO 9090:1989 |  | REFERENCED_UNKNOWN |  |  |  | NOT_IN_INDEX
13785 | IS 6901:2018 | ISO 9539:2010 |  | REFERENCED_UNKNOWN |  |  |  | NOT_IN_INDEX
13785 | IS 6901:2018 | ISO 15296:2004 |  | REFERENCED_UNKNOWN |  |  |  | NOT_IN_INDEX
13785 | IS 6901:2018 | ISO 554:2011 |  | REFERENCED_UNKNOWN |  |  |  | NOT_IN_INDEX
13829 | IS 694:2010 | IS 10418:2024 | Drums for Electric Cables - Specification (First Revision) | COMPONENT_PRODUCT |  | Product Specification | 30453 | Current | 2024
13829 | IS 694:2010 | IS 10810 (Part 1):1984 | Methods of test for cables: Part 1 annealing test for wires used as conductors | TEST_METHOD |  | Methods of tests | 1705 | Draft/Formulation | 1984
13829 | IS 694:2010 | IS 10810 (Part 10):1984 | Methods of test for cables: Part 10 loss of mass test | TEST_METHOD |  | Methods of tests | 1706 | Draft/Formulation | 1984
13829 | IS 694:2010 | IS 10810 (Part 11):1984 | Methods of test for cables: Part 11 thermal ageing in air | TEST_METHOD |  | Methods of tests | 1707 | Draft/Formulation | 1984
13829 | IS 694:2010 | IS 10810 (Part 12):1984 | Methods of test for cables: Part 12 shrinkage test | TEST_METHOD |  | Methods of tests | 1708 | Draft/Formulation | 1984
13829 | IS 694:2010 | IS 10810 (Part 14):1984 | Methods of test for cables: Part 14 heat shock test | TEST_METHOD |  | Methods of tests | 1710 | Draft/Formulation | 1984
13829 | IS 694:2010 | IS 10810 (Part 15):1984 | Methods of test for cables: Part 15 hot deformation test | TEST_METHOD |  | Methods of tests | 1711 | Draft/Formulation | 1984
13829 | IS 694:2010 | IS 10810 (Part 2):1984 | Methods of test for cables: Part 2 tensile test for aluminium wires | TEST_METHOD |  | Methods of tests | 1715 | Draft/Formulation | 1984
13829 | IS 694:2010 | IS 10810 (Part 20):1984 | Methods of test for cables: Part 20 cold bend test | TEST_METHOD |  | Methods of tests | 1716 | Draft/Formulation | 1984
13829 | IS 694:2010 | IS 10810 (Part 21):1984 | Methods of test for cables: Part 21 cold impact test | TEST_METHOD |  | Methods of tests | 1717 | Draft/Formulation | 1984
13829 | IS 694:2010 | IS 10810 (Part 3):1984 | Methods of test for cables: Part 3 wrapping test for aluminium wires | TEST_METHOD |  | Methods of tests | 1726 | Draft/Formulation | 1984
13829 | IS 694:2010 | IS 10810 (Part 4):1984 | Methods of test for cables: Part 4 persulphate test of conductor | TEST_METHOD |  | Methods of tests | 1737 | Draft/Formulation | 1984
13829 | IS 694:2010 | IS 10810 (Part 43):1984 | Methods of test for cables: Part 43 insulation resistance | TEST_METHOD |  | Methods of tests | 1741 | Draft/Formulation | 1984
13829 | IS 694:2010 | IS 10810 (Part 44):1984 | Methods of test for cables: Part 44 spark test | TEST_METHOD |  | Methods of tests | 1742 | Draft/Formulation | 1984
13829 | IS 694:2010 | IS 10810 (Part 45):1984 | Methods of test for cables:Part 45 high voltage test | TEST_METHOD |  | Methods of tests | 1743 | Draft/Formulation | 1984
13829 | IS 694:2010 | IS 10810 (Part 5):1984 | Methods of test for cables: Part 5 conductor resistance test | TEST_METHOD |  | Methods of tests | 1748 | Draft/Formulation | 1984
13829 | IS 694:2010 | IS 10810 (Part 53):1984 | Methods of test for cables: Part 53 flammability test | TEST_METHOD |  | Methods of tests | 1752 | Draft/Formulation | 1984
13829 | IS 694:2010 | IS 10810 (Part 58):1998 | Method of tests for cables:Part 58 oxygen index test | TEST_METHOD |  | Methods of tests | 1757 | Draft/Formulation | 1998
13829 | IS 694:2010 | IS 10810 (Part 59):1988 | Methods of test for cables Part 59 determination of the amount of halogen acid gas evolved during combustion of polymeric materials taken from cables | TEST_METHOD |  | Methods of tests | 1758 | Draft/Formulation | 1988
13829 | IS 694:2010 | IS 10810 (Part 6):1984 | Methods of test for cables: Part 6 thickness of thermoplastic and elastomeric insulation and sheath | TEST_METHOD |  | Methods of tests | 1759 | Draft/Formulation | 1984
13829 | IS 694:2010 | IS 10810 (Part 60):1988 | Methods of test for cables: Part 60 thermal stability of PVC insulation and sheath | TEST_METHOD |  | Methods of tests | 1760 | Draft/Formulation | 1988
13829 | IS 694:2010 | IS 10810 (Part 64):2003 | Methods of test for cables: Part 64 measurement of temperature index | TEST_METHOD |  | Methods of tests | 1764 | Draft/Formulation | 2003
13829 | IS 694:2010 | IS 10810 (Part 7):1984 | Methods of test for cables: Part 7 tensile strength and elongation at break of thermoplastic and elastomeric iNsulation and sheath | TEST_METHOD |  | Methods of tests | 1765 | Draft/Formulation | 1984
13829 | IS 694:2010 | IS 1885 (Part 32):2019 | Electrotechnical Vocabulary Part 32 Electric Cables ( Second Revision ) | TERMINOLOGY |  | Terminology | 8311 | Current | 2019
13829 | IS 694:2010 | IS 4905:2015 | Random sampling and randomization procedures (First Revision) | TEST_METHOD |  | Others | 11627 | Current | 2015
13829 | IS 694:2010 | IS 5831:1984 | Specification for PVC insulation and sheath of electric cables (First Revision) | COMPONENT_PRODUCT |  | Others | 12639 | Current | 1984
13829 | IS 694:2010 | IS 8130:2013 | Conductors for insulated electric cables and flexible cords - Specification (Second Revision) | COMPONENT_PRODUCT |  | Product Specification | 15203 | Current | 2013
13829 | IS 694:2010 | IS 10810 (Part 0):1984 | Methods of test for cables Part 0 General | TEST_METHOD |  | Methods of tests | 20946 | Draft/Formulation | 1984
13829 | IS 694:2010 | IEC 60227 (Part-1):2024 | Polyvinyl chloride insulated cables of rated voltages up to and including 450/750 V — Part 1: General requirements | REFERENCED_UNKNOWN |  |  |  | NOT_IN_INDEX
13829 | IS 694:2010 | IEC 63294 (Part-2):2021 | Polyinyl chloride insulated cables of rated voltages up to and including 450/750 V Part 2 Test method | TEST_METHOD |  |  |  | NOT_IN_INDEX
13829 | IS 694:2010 | IEC 60227 (Part-3):2024 | Polyvinyl chloride insulated cables of rated voltages up to and including 450/750 V - Part 3: Non-sheathed cables for fixed wiring | INSTALLATION_CODE |  |  |  | NOT_IN_INDEX
13829 | IS 694:2010 | IEC 60227 (Part-4):2024 | Polyvinyl chloride insulated cables of rated voltages up to and including 450/750 V - Part 4: Sheathed cables for fixed wiring | INSTALLATION_CODE |  |  |  | NOT_IN_INDEX
13829 | IS 694:2010 | IEC 60227 (Part-5):2024 | Polyvinyl chloride insulated cables of rated voltages up to and including 450/750 V — Part 5: Flexible cables (cords) | REFERENCED_UNKNOWN |  |  |  | NOT_IN_INDEX
13829 | IS 694:2010 | IEC 60719:1992 | Calculation of the lower and upper limits for the average outer dimensions of cables with circular copper conductors and of rated voltages up to and including 450/750 V | REFERENCED_UNKNOWN |  |  |  | NOT_IN_INDEX
13829 | IS 694:2010 | IEC 60228:2023 | Conductors of insulated cables | REFERENCED_UNKNOWN |  |  |  | NOT_IN_INDEX
14313 | IS 738:1994 | IS 10259:1982 | General condition of delivery and inspection of aluminium and aluminium alloy products | COMPONENT_PRODUCT |  | Others | 1078 | Draft/Formulation | 1982
14313 | IS 738:1994 | IS 11085:1984 | Dimensions for tape splices for 8 mm motion picture film for projector use | REFERENCED_UNKNOWN |  |  |  | NOT_IN_INDEX
14313 | IS 738:1994 | IS 2328:2018 | Metallic materials - Tube - Flattening test (Third Revision) | TEST_METHOD |  | Methods of tests | 8859 | Current | 2018
14313 | IS 738:1994 | IS 2678:1987 | Dimensions and tolerances for wrought aluminium and aluminium alloy drawn round tubes (Second Revision) | REFERENCED_UNKNOWN |  | Dimensions | 9192 | Current | 1987
14313 | IS 738:1994 | IS 504:1963 | Methods of chemical analysis of aluminium and its alloys (Revised) | TEST_METHOD |  | Methods of tests | 11792 | Draft/Formulation | 1963
14313 | IS 738:1994 | IS 5047 (Part 1):1986 | Glossary of terms relating to aluminium and aluminium alloys: Part 1 unwrought and wrought metals (Second Revision) | TERMINOLOGY |  | Terminology | 11801 | Current | 1986
14313 | IS 738:1994 | IS 5052:2025 | Aluminium and its Alloys - Temper Designations (Second Revision) | INSTALLATION_CODE |  | Code of Practice | 32979 | Current | 2025
14313 | IS 738:1994 | IS 2657:1964 | Method for tensile testing of aluminium and aluminium alloy tube | TEST_METHOD |  |  |  | NOT_IN_INDEX
14313 | IS 738:1994 | IS 5047 (Part 2):1979 | Glossary of terms relating to aluminium aluminium alloys and: Part 2 plant and operations, thermal treatment, control and testing, finishing | TERMINOLOGY |  | Terminology | 19719 | Draft/Formulation | 1979
14877 | IS 784:2019 | IS 10748:2025 | Hot-Rolled Steel Strip for Welded Tubes and Pipes - Specification ( Third Revision) | COMPONENT_PRODUCT |  | Product Specification | 65755 | Current | 2025
14877 | IS 784:2019 | IS 12330:1988 | Specificatioon for Sulphate Resisting Portland Cement | COMPONENT_PRODUCT |  | Product Specification | 3643 | Draft/Formulation | 1988
14877 | IS 784:2019 | IS 1489 (Part 1):1991 | Specification for Portland pozzolana cement Part 1 Flyash based | COMPONENT_PRODUCT |  |  |  | NOT_IN_INDEX
14877 | IS 784:2019 | IS 1566:1982 | Specification for Hard - Drawn Steel Wire Fabric for Concrete Reinforcement (Second Revision) | COMPONENT_PRODUCT |  | Product Specification | 7823 | Current | 1982
14877 | IS 784:2019 | IS 1785 (Part 2):1983 | Specification for Plain Hard Drawn Steel Wire for Prestressed Concrete: Part 2 As-Drawn Wire (First Revision) | COMPONENT_PRODUCT |  | Product Specification | 8194 | Current | 1983
14877 | IS 784:2019 | IS 1786:2008 | High Strength Deformed Steel Bars and Wires for Concrete Reinforcement - Specification (Fourth Revision) | COMPONENT_PRODUCT |  | Product Specification | 8195 | Current | 2008
14877 | IS 784:2019 | IS 2041:2024 | Steel Plates and Strips for Pressure Vessels Used at Moderate and Low Temperature — Specification (Fourth Revision) | COMPONENT_PRODUCT |  | Product Specification | 31591 | Current | 2024
14877 | IS 784:2019 | IS 2062 (Part 1):2025 | Structural Steel - Part 1 - Hot Rolled Medium and High tensile Steel | COMPONENT_PRODUCT |  | Product Specification | 65763 | Current | 2025
14877 | IS 784:2019 | IS 3597:1998 | Concrete pipes - Methods of test | TEST_METHOD |  | Methods of tests | 10174 | Current | 1998
14877 | IS 784:2019 | IS 3658:1999 | Code of practice for liquid penetrant flaw detection (Second Revision) | INSTALLATION_CODE |  | Code of Practice | 10246 | Current | 1999
14877 | IS 784:2019 | IS 383:2016 | Coarse and Fine Aggregate for Concrete - Specification (Third Revision) | COMPONENT_PRODUCT |  | Product Specification | 10425 | Current | 2016
14877 | IS 784:2019 | IS 432 (Part 1):2026 | Specification for Mild Steel And Medium Tensile Steel Bars and Hard-Drawn Steel Wire for Concrete Reinforcement Part 1 Mild Steel and Medium Tensile Steel Bars Fourth Revision | COMPONENT_PRODUCT |  | Product Specification | 66954 | Current | 2026
14877 | IS 784:2019 | IS 432 (Part 2):1982 | Specification for Mild Steel and Medium Tensile Steel Bars and Hard-Drawn Steel Wire for Concrete Reinforcement: Part 2 Hard-Drawn Steel Wire (Third Revision) | COMPONENT_PRODUCT |  | Product Specification | 10951 | Current | 1982
14877 | IS 784:2019 | IS 455:1989 | Portland Slag Cement - Specification | COMPONENT_PRODUCT |  |  | 11238 | Outdated edition cited | 2015
14877 | IS 784:2019 | IS 456:2000 | Plain and reinforced concrete - Code of practice (Fourth Revision) | INSTALLATION_CODE |  | Code of Practice | 11249 | Current | 2000
14877 | IS 784:2019 | IS 5382:2025 | RUBBER SEALS JOINT RINGS FOR WATER SUPPLY DRAINAGE AND SEWERAGE PIPELINES SPECIFICATION FOR MATERIALS ( Third Revision ) | COMPONENT_PRODUCT |  | Product Specification | 33831 | Current | 2025
14877 | IS 784:2019 | IS 5986:2011 | Hot Rolled Steel Flat Products for Structural Forming and Flanging Purposes | COMPONENT_PRODUCT |  |  | 12822 | Outdated edition cited | 2017
14877 | IS 784:2019 | IS 6003:2010 | Indented Wire For Prestressed Concrete - Specification (Second Revision) | COMPONENT_PRODUCT |  | Product Specification | 12837 | Current | 2010
14877 | IS 784:2019 | IS 6006:2014 | Uncoated Stress Relieved Strand for Prestressed Concrete - Specification (Second Revision) | COMPONENT_PRODUCT |  | Product Specification | 12840 | Current | 2014
14877 | IS 784:2019 | IS 6240:2008 | Hot rolled steel plate (Up To 6 Mm) sheet and strip for the manufacture of low pressure liquefiable gas cylinders (Fourth Revision) | COMPONENT_PRODUCT |  | Product Specification | 13102 | Current | 2008
14877 | IS 784:2019 | IS 783:1985 | Code of Practice for Laying of Concrete Pipes | INSTALLATION_CODE |  | Code of Practice | 14862 | Current | 1985
14877 | IS 784:2019 | IS 8041:2026 | Rapid Hardening Portland Cement Specification Third Revision of IS 8041 | COMPONENT_PRODUCT |  | Product Specification | 66580 | Current | 2026
14877 | IS 784:2019 | IS 9103:1999 | Concrete Admixtures -Specification (First Revision) | COMPONENT_PRODUCT |  | Product Specification | 16372 | Current | 1999
14877 | IS 784:2019 | IS 916:2000 | Square tins for solid products -- Specification (Fourth Revision) | COMPONENT_PRODUCT |  | Product Specification | 16429 | Current | 2000
14877 | IS 784:2019 | IS 1785 (Part 1):1983 | Specification for Plain Hard - Drawn Steel Wire for Prestressed Concrete: Part 1 Cold Drawn Stress - Relieved Wire (Second Revision) | COMPONENT_PRODUCT |  | Product Specification | 18590 | Current | 1983
15082 | IS 802 (Part 1/Sec 1):2015 | IS 10238:2001 | Fasteners - Threaded steel fasteners - Step bolts for steel structures - Specification (First Revision) | COMPONENT_PRODUCT |  | Product Specification | 1027 | Current | 2001
15082 | IS 802 (Part 1/Sec 1):2015 | IS 12427:2001 | Fasteners - Threaded steel fasteners - Hexagon head transmission tower bolts - Specification (First Revision) | COMPONENT_PRODUCT |  | Product Specification | 3764 | Current | 2001
15082 | IS 802 (Part 1/Sec 1):2015 | IS 1363 (Part 3):2002 | Hexagon Head Bolts, Screws and Nuts of Product Grade C - Part 3 : Hexagon Nuts (Size Range M5 to M64) (Fourth Revision) | COMPONENT_PRODUCT |  |  | 5301 | Outdated edition cited | 2018
15082 | IS 802 (Part 1/Sec 1):2015 | IS 1367 (Part 13):2020 | Technical Supply Conditions for Threaded Steel Fasteners Part 13 Hot Dip Galvanized Coatings on Threaded Fasteners ( Third Revision ) | TEST_METHOD |  | Methods of tests | 5353 | Current | 2020
15082 | IS 802 (Part 1/Sec 1):2015 | IS 1367 (Part 6):2025 | Technical supply conditions for threaded steel fasteners: Part 6 Mechanical properties of fasteners made of carbon steel and alloy steel - Nuts with specified property classes (fifth revision) | REFERENCED_UNKNOWN |  | Others | 32913 | Current | 2025
15082 | IS 802 (Part 1/Sec 1):2015 | IS 1573:1986 | Specification for electroplated coatings of zinc on iron and steel (Second Revision) | COMPONENT_PRODUCT |  | Product Specification | 7919 | Current | 1986
15082 | IS 802 (Part 1/Sec 1):2015 | IS 2016:1967 | Specification for plain washers (First Revision) | COMPONENT_PRODUCT |  | Product Specification | 8545 | Current | 1967
15082 | IS 802 (Part 1/Sec 1):2015 | IS 3063:1994 | Fasteners - Single coil rectangular section spring lock washers specification (Second Revision) | COMPONENT_PRODUCT |  | Product Specification | 9636 | Current | 1994
15082 | IS 802 (Part 1/Sec 1):2015 | IS 3757:1985 | Specification for high strength structural bolts (Second Revision) | COMPONENT_PRODUCT |  | Product Specification | 10351 | Current | 1985
15082 | IS 802 (Part 1/Sec 1):2015 | IS 4759:1996 | Hot - Dip zinc coatings on structural steel and other allied products - Specification (Third Revision) | COMPONENT_PRODUCT |  |  |  | NOT_IN_INDEX
15082 | IS 802 (Part 1/Sec 1):2015 | IS 5613 (Part 2/Sec 1):1985 | Code of practice or design, installation and maintenance of overhead power lines: Part 2 lines above 11 kv and up to and including 220 kv sec 1 design (First Revision) | INSTALLATION_CODE |  | Code of Practice | 12402 | Current | 1985
15082 | IS 802 (Part 1/Sec 1):2015 | IS 5624:2021 | FOUNDATION BOLTS SPECIFICATION Second Revision | COMPONENT_PRODUCT |  | Product Specification | 26672 | Current | 2021
15082 | IS 802 (Part 1/Sec 1):2015 | IS 6610:1972 | Specification for heavy washers for steel structures | COMPONENT_PRODUCT |  | Product Specification | 13479 | Draft/Formulation | 1972
15082 | IS 802 (Part 1/Sec 1):2015 | IS 6623:2004 | High Strength Structural Nuts | COMPONENT_PRODUCT |  | Product Specification | 13490 | Current | 2004
15082 | IS 802 (Part 1/Sec 1):2015 | IS 6639:1972 | Specification for hexagon bolts for steel structures | COMPONENT_PRODUCT |  | Product Specification | 13505 | Draft/Formulation | 1972
15082 | IS 802 (Part 1/Sec 1):2015 | IS 6649:1985 | Specification for hardened and tempered washers for high strength structural bolts and nuts (First Revision) | COMPONENT_PRODUCT |  | Product Specification | 13514 | Current | 1985
15082 | IS 802 (Part 1/Sec 1):2015 | IS 802 (Part 1/Sec 2):2016 | Use of Structural Steel in Overhead Transmission Line Towers - Code of Practice: Part 1 Material, Loads and Design Strengths: Sec 2 Design Strengths (Fourth Revision) | INSTALLATION_CODE |  | Code of Practice | 15083 | Current | 2016
15083 | IS 802 (Part 1/Sec 2):2016 | IS 12427:2001 | Fasteners - Threaded steel fasteners - Hexagon head transmission tower bolts - Specification (First Revision) | COMPONENT_PRODUCT |  | Product Specification | 3764 | Current | 2001
15083 | IS 802 (Part 1/Sec 2):2016 | IS 3757:1985 | Specification for high strength structural bolts (Second Revision) | COMPONENT_PRODUCT |  | Product Specification | 10351 | Current | 1985
15083 | IS 802 (Part 1/Sec 2):2016 | IS 4000:1992 | High strength bolts in steel structures - Code of practice (First Revision) | INSTALLATION_CODE |  | Code of Practice | 10611 | Current | 1992
15083 | IS 802 (Part 1/Sec 2):2016 | IS 6639:1972 | Specification for hexagon bolts for steel structures | COMPONENT_PRODUCT |  | Product Specification | 13505 | Draft/Formulation | 1972
15109 | IS 8042:2015 | IS 269:2013 | Ordinary Portland Cement, 33 Grade | REFERENCED_UNKNOWN |  |  | 111 | Outdated edition cited | 2015
15109 | IS 8042:2015 | IS 4031 (Part 7):1988 | Methods of Physical Tests for Hydraulic Cement: Part 7 Determination of Compressive Strength of Masonry Cement (First Revision) | TEST_METHOD |  | Methods of tests | 256 | Current | 1988
15109 | IS 8042:2015 | IS 4031 (Part 8):1988 | Methods of Physical Tests for Hydraulic Cement: Part 8 Determination of Transverse and Compressive Strength of Plastic Mortar using Prism (First Revision) | TEST_METHOD |  | Methods of tests | 265 | Current | 1988
15109 | IS 8042:2015 | IS 4031 (Part 10):1988 | Methods of Physical Tests for Hydraulic Cement: Part 10 Determination of Drying Shrinkage (First Revision) | TEST_METHOD |  | Methods of tests | 358 | Current | 1988
15109 | IS 8042:2015 | IS 4031 (Part 13):1988 | Methods of Physical Tests for Hydraulic Cement - Part 13 : Measurement of Water Retentivity of Masonry Cement (First Revision) | TEST_METHOD |  | Methods of tests | 359 | Current | 1988
15109 | IS 8042:2015 | IS 11652:2000 | Textiles - Woven Sacks for Packing Cement - High Density Polyethylene (HDPE)/Polypropylene (PP) | REFERENCED_UNKNOWN |  |  | 2794 | Outdated edition cited | 2017
15109 | IS 8042:2015 | IS 11761:2024 | MULTI-WALL PAPER SACKS FOR CEMENT- SPECIFICATION ( Second Revision ) | COMPONENT_PRODUCT |  | Product Specification | 31571 | Current | 2024
15109 | IS 8042:2015 | IS 12154:1987 | Specification for light weight jute bags for packing cement | COMPONENT_PRODUCT |  |  |  | NOT_IN_INDEX
15109 | IS 8042:2015 | IS 12174:1987 | Specification for jute synthetic union bags for packing cement | COMPONENT_PRODUCT |  |  |  | NOT_IN_INDEX
15109 | IS 8042:2015 | IS 12423:1988 | Method for Colorimetric analysis of Hydraulic Cement | TEST_METHOD |  | Methods of tests | 3760 | Draft/Formulation | 1988
15109 | IS 8042:2015 | IS 2580:1995 | Textiles - Jute sacking bags for packing cement - Specification (Third Revision) | COMPONENT_PRODUCT |  |  |  | NOT_IN_INDEX
15109 | IS 8042:2015 | IS 4031 (Part 1):1996 | Methods of Physical Tests for Hydraulic Cement: Part 1 Determination of Fineness by Dry Sieving (Second Revision) | TEST_METHOD |  | Methods of tests | 10662 | Current | 1996
15109 | IS 8042:2015 | IS 4031 (Part 11):1988 | Methods of Physical Tests for Hydraulic Cement: Part 11 Determination of Density (First Revision) | TEST_METHOD |  | Methods of tests | 10663 | Current | 1988
15109 | IS 8042:2015 | IS 4031 (Part 12):1988 | Methods of Physical Tests for Hydraulic Cement: Part 12 Determination of Air Content of Hydraulic Cement Mortar (First Revision) | TEST_METHOD |  | Methods of tests | 10664 | Current | 1988
15109 | IS 8042:2015 | IS 4031 (Part 2):1999 | Methods of Physical Tests for Hydraulic Cement: Part 2 Determination of fineness by Blaine air permeability method (Second Revision) | TEST_METHOD |  | Methods of tests | 10666 | Current | 1999
15109 | IS 8042:2015 | IS 4031 (Part 3):1988 | Methods of Physical Tests for Hydraulic Cement: Part 3 Determination of Soundness (First Revision) | TEST_METHOD |  | Methods of tests | 10667 | Current | 1988
15109 | IS 8042:2015 | IS 4031 (Part 4):1988 | Methods of Physical Tests for Hydraulic Cement: Part 4 Determination of Consistency of Standard Cement Paste (First Revision) | TEST_METHOD |  | Methods of tests | 10668 | Current | 1988
15109 | IS 8042:2015 | IS 4031 (Part 5):1988 | Methods of Physical Tests for Hydraulic Cement: Part 5 Determination of Initial and Final Setting Times (First Revision) | TEST_METHOD |  | Methods of tests | 10669 | Current | 1988
15109 | IS 8042:2015 | IS 4031 (Part 6):1988 | Methods of Physical Tests for Hydraulic Cement: Part 6 Determination of Compressive Strength of Hydraulic Cement other than Masonry Cement (First Revision) | TEST_METHOD |  | Methods of tests | 10670 | Current | 1988
15109 | IS 8042:2015 | IS 4031 (Part 9):1988 | Methods of Physical Tests for Hydraulic Cement: Part 9 Determination of Heat of Hydration (First Revision) | TEST_METHOD |  | Methods of tests | 10671 | Current | 1988
15109 | IS 8042:2015 | IS 4032:1985 | Method of Chemical Analysis of Hydraulic Cement (First Revision) | TEST_METHOD |  | Methods of tests | 10672 | Current | 1985
15109 | IS 8042:2015 | IS 4845:2026 | Definitions and terminology relating to hydraulic cement First Revision of IS 4845 | TERMINOLOGY |  | Terminology | 66544 | Current | 2026
15109 | IS 8042:2015 | IS 4905:2015 | Random sampling and randomization procedures (First Revision) | TEST_METHOD |  | Others | 11627 | Current | 2015
15109 | IS 8042:2015 | IS 11653:1986 | Polypropylene (PP) woven sacks for packing cement | REFERENCED_UNKNOWN |  |  |  | NOT_IN_INDEX
15203 | IS 8130:2013 | IS 10810 (Part 1):1984 | Methods of test for cables: Part 1 annealing test for wires used as conductors | TEST_METHOD |  | Methods of tests | 1705 | Draft/Formulation | 1984
15203 | IS 8130:2013 | IS 10810 (Part 2):1984 | Methods of test for cables: Part 2 tensile test for aluminium wires | TEST_METHOD |  | Methods of tests | 1715 | Draft/Formulation | 1984
15203 | IS 8130:2013 | IS 10810 (Part 3):1984 | Methods of test for cables: Part 3 wrapping test for aluminium wires | TEST_METHOD |  | Methods of tests | 1726 | Draft/Formulation | 1984
15203 | IS 8130:2013 | IS 10810 (Part 4):1984 | Methods of test for cables: Part 4 persulphate test of conductor | TEST_METHOD |  | Methods of tests | 1737 | Draft/Formulation | 1984
15203 | IS 8130:2013 | IS 10810 (Part 5):1984 | Methods of test for cables: Part 5 conductor resistance test | TEST_METHOD |  | Methods of tests | 1748 | Draft/Formulation | 1984
15203 | IS 8130:2013 | IS 1885 (Part 32):2019 | Electrotechnical Vocabulary Part 32 Electric Cables ( Second Revision ) | TERMINOLOGY |  | Terminology | 8311 | Current | 2019
15203 | IS 8130:2013 | IS 613:2000 | Copper rods and bars for electrical purposes - Specification (Third Revision) | COMPONENT_PRODUCT |  | Product Specification | 12969 | Current | 2000
15203 | IS 8130:2013 | IS 10810 (Part 0):1984 | Methods of test for cables Part 0 General | TEST_METHOD |  | Methods of tests | 20946 | Draft/Formulation | 1984
15203 | IS 8130:2013 | IEC 60228:2023 | Conductors of insulated cables | REFERENCED_UNKNOWN |  |  |  | NOT_IN_INDEX
15203 | IS 8130:2013 | IEC 60050 (Part-461):2008 | International Electrotechnical Vocabulary (IEV) - Part 461: Electric cables | TERMINOLOGY |  |  |  | NOT_IN_INDEX
16024 | IS 883:2016 | IS 707:2011 | Timber Technology and Utilization of Wood, Bamboo and Cane - Glossary of Terms (Third Revision) | TERMINOLOGY |  | Terminology | 13981 | Current | 2011
16784 | IS 9417:2018 | IS 1179:1967 | Specification for equipment for eye and face protection during welding (First Revision) | COMPONENT_PRODUCT |  | Product Specification | 2967 | Current | 1967
16784 | IS 9417:2018 | IS 1786:2008 | High Strength Deformed Steel Bars and Wires for Concrete Reinforcement - Specification (Fourth Revision) | COMPONENT_PRODUCT |  | Product Specification | 8195 | Current | 2008
16784 | IS 9417:2018 | IS 1851:1997 | Single operator type arc welding transformers - Specification | COMPONENT_PRODUCT |  |  |  | NOT_IN_INDEX
16784 | IS 9417:2018 | IS 2635:1997 | DC electric welding generators - Specification (Third Revision) | COMPONENT_PRODUCT |  |  |  | NOT_IN_INDEX
16784 | IS 9417:2018 | IS 2641:1989 | Electric welding accessories - Specification (First Revision) | COMPONENT_PRODUCT |  | Product Specification | 9165 | Current | 1989
16784 | IS 9417:2018 | IS 3016:1982 | Code of practice for fire precautions in welding and cutting operations (First Revision) | INSTALLATION_CODE |  | Code of Practice | 9510 | Current | 1982
16784 | IS 9417:2018 | IS 812 (Part 4):2024 | Welding and Allied Processes — Vocabulary Part 4 Arc Welding (First Revision) | TERMINOLOGY |  | Terminology | 31962 | Current | 2024
16784 | IS 9417:2018 | IS 813:1986 | Scheme Of Symbols For Welding | REFERENCED_UNKNOWN |  |  |  | NOT_IN_INDEX
16784 | IS 9417:2018 | IS 814:2004 | Covered electrodes for manual metal arc welding of carbon and carbon manganese steel - Specification (Sixth Revision) | COMPONENT_PRODUCT |  | Product Specification | 15213 | Current | 2004
16784 | IS 9417:2018 | IS 818:1968 | Code of practice for safety and health requirements in electric and gas welding and cutting operations (First Revision) | INSTALLATION_CODE |  | Code of Practice | 15262 | Under Revision | 1968
16784 | IS 9417:2018 | IS 9595:1996 | Metal - Arc welding of carbon and carbon manganese steels - Recommendations (Fifth Revision) | INSTALLATION_CODE |  | Code of Practice | 16995 | Under Revision | 1996
16784 | IS 9417:2018 | IS 9857:1990 | Welding cables - Specification (First Revision) | COMPONENT_PRODUCT |  | Product Specification | 17285 | Current | 1990
17756 | IS 1322:1993 | IS 73:2013 | Paving bitumen - Specification (Fourth Revision) | COMPONENT_PRODUCT |  | Product Specification | 221 | Under Review | 2013
17756 | IS 1322:1993 | IS 13826 (Part 1):1993 | Bitumen based felts - Method of test Part 1 Breaking strength test | TEST_METHOD |  | Methods of tests | 5599 | Draft/Formulation | 1993
17756 | IS 1322:1993 | IS 13826 (Part 2):2022 | Bitumen based felts - Methods of test: Part 2 Pliability test (First Revision) | TEST_METHOD |  | Methods of tests | 27296 | Current | 2022
17756 | IS 1322:1993 | IS 13826 (Part 3):1993 | Bitumen based felts - Methods of test Part 3 Storage sticking test | TEST_METHOD |  | Methods of tests | 5601 | Draft/Formulation | 1993
17756 | IS 1322:1993 | IS 13826 (Part 4):1993 | Bitumen Based Felts - Methods of Test: Part 4 Pressure Head Test | TEST_METHOD |  | Methods of tests | 5602 | Draft/Formulation | 1993
17756 | IS 1322:1993 | IS 13826 (Part 5):1994 | Bitumen based felts - Methods of test Part 5 Heat resistance test | TEST_METHOD |  | Methods of tests | 5603 | Draft/Formulation | 1994
17756 | IS 1322:1993 | IS 13826 (Part 6):1993 | Bitumen based felts - Methods of test Part 6 Water absorption test | TEST_METHOD |  | Methods of tests | 5604 | Draft/Formulation | 1993
17756 | IS 1322:1993 | IS 13826 (Part 7):1993 | Bitumen based felts - Methods of test Part 7 Determination of binder test | TEST_METHOD |  | Methods of tests | 5605 | Draft/Formulation | 1993
17756 | IS 1322:1993 | IS 460 (Part 1):2020 | Test Sieves — Specification Part 1 Wire Cloth Test Sieves ( Fourth Revision ) | COMPONENT_PRODUCT |  | Product Specification | 11324 | Current | 2020
17756 | IS 1322:1993 | IS 702:2022 | Industrial bitumen - Specification (Third Revision) | COMPONENT_PRODUCT |  | Product Specification | 27271 | Under Review | 2022
17756 | IS 1322:1993 | IS 1203:2022 | Methods for testing tar and bituminous materials - Determination of penetration (Second Revision) | TEST_METHOD |  | Methods of tests | 27677 | Current | 2022
17756 | IS 1322:1993 | IS 1205:2022 | Methods for testing tar and bituminous materials - Determination of softening point - Ring and ball apparatus (Second Revision) | TEST_METHOD |  | Methods of tests | 27269 | Current | 2022
17756 | IS 1322:1993 | IS 2818 (Part 2):1971 | Indian Hessian - Part 2 : 305 and 229 g/m2 at 16 Percent Contract Regain | REFERENCED_UNKNOWN |  |  |  | NOT_IN_INDEX
17817 | IS 7193:2013 | IS 13826 (Part 1):1993 | Bitumen based felts - Method of test Part 1 Breaking strength test | TEST_METHOD |  | Methods of tests | 5599 | Draft/Formulation | 1993
17817 | IS 7193:2013 | IS 13826 (Part 2):2022 | Bitumen based felts - Methods of test: Part 2 Pliability test (First Revision) | TEST_METHOD |  | Methods of tests | 27296 | Current | 2022
17817 | IS 7193:2013 | IS 13826 (Part 3):1993 | Bitumen based felts - Methods of test Part 3 Storage sticking test | TEST_METHOD |  | Methods of tests | 5601 | Draft/Formulation | 1993
17817 | IS 7193:2013 | IS 13826 (Part 4):1993 | Bitumen Based Felts - Methods of Test: Part 4 Pressure Head Test | TEST_METHOD |  | Methods of tests | 5602 | Draft/Formulation | 1993
17817 | IS 7193:2013 | IS 13826 (Part 5):1994 | Bitumen based felts - Methods of test Part 5 Heat resistance test | TEST_METHOD |  | Methods of tests | 5603 | Draft/Formulation | 1994
17817 | IS 7193:2013 | IS 13826 (Part 6):1993 | Bitumen based felts - Methods of test Part 6 Water absorption test | TEST_METHOD |  | Methods of tests | 5604 | Draft/Formulation | 1993
17817 | IS 7193:2013 | IS 13826 (Part 7):1993 | Bitumen based felts - Methods of test Part 7 Determination of binder test | TEST_METHOD |  | Methods of tests | 5605 | Draft/Formulation | 1993
17817 | IS 7193:2013 | IS 460 (Part 1):2020 | Test Sieves — Specification Part 1 Wire Cloth Test Sieves ( Fourth Revision ) | COMPONENT_PRODUCT |  | Product Specification | 11324 | Current | 2020
17817 | IS 7193:2013 | IS 4905:2015 | Random sampling and randomization procedures (First Revision) | TEST_METHOD |  | Others | 11627 | Current | 2015
17817 | IS 7193:2013 | IS 1203:2022 | Methods for testing tar and bituminous materials - Determination of penetration (Second Revision) | TEST_METHOD |  | Methods of tests | 27677 | Current | 2022
17817 | IS 7193:2013 | IS 1205:2022 | Methods for testing tar and bituminous materials - Determination of softening point - Ring and ball apparatus (Second Revision) | TEST_METHOD |  | Methods of tests | 27269 | Current | 2022
17826 | IS/IEC 60947 (Part 2):2016 | IS 14700 (Part 3/Sec 2):2020 | Electromagnetic Compatibility (EMC) Part 3 Limits Section 2 Limits for harmonic current emissions ( equipment input current ? 16 A per phase ) ( Third Revision ) | TEST_METHOD |  | Methods of tests | 6636 | Current | 2020
17826 | IS/IEC 60947 (Part 2):2016 | IS 14700 (Part 4/Sec 11):2021 | Electromagnetic compatibility EMC: Part 4 testing and measurement techniques: Sec 11 voltage dips short interruptions and voltage variations immunity tests for equipment with input current up to 16 A per phase | TEST_METHOD |  | Methods of tests | 26100 | Current | 2021
17826 | IS/IEC 60947 (Part 2):2016 | IS 14700 (Part 4/Sec 2):2018 | Electromagnetic compatibility (EMC): Part 4 testing and measurement techniques: Sec 2 electrostatic discharge immunity test (Second Revision) | TEST_METHOD |  | Methods of tests | 6643 | Current | 2018
17826 | IS/IEC 60947 (Part 2):2016 | IS 14700 (Part 4/Sec 3):2023 | Electromagnetic compatibility EMC Part 4 Testing and Measurement Techniques Section 3 Radiated radio-frequency electromagnetic field immunity test Second Revision | TEST_METHOD |  | Methods of tests | 30008 | Current | 2023
17826 | IS/IEC 60947 (Part 2):2016 | IS 14700 (Part 4/Sec 4):2018 | Electromagnetic compatibility (EMC): Part 4 testing and measurement techniques: Sec 4 electrical fast transient / burst immunity test (Second Revision) | TEST_METHOD |  | Dimensions | 6646 | Current | 2018
17826 | IS/IEC 60947 (Part 2):2016 | IS 15382 (Part 1):2022 | Insulation Coordination for Equipment Within Low-Voltage Systems Part 1 Principles Requirements and Tests | TEST_METHOD |  | Methods of tests | 27721 | Current | 2022
17826 | IS/IEC 60947 (Part 2):2016 | IS 6873 (Part 7):2012 | Limits and methods of measurement of radio disturbance characteristics: Part 7 information technology equipment (Second Revision) | TEST_METHOD |  |  |  | NOT_IN_INDEX
17826 | IS/IEC 60947 (Part 2):2016 | IS/IEC 60947 (Part 4/Sec 1):2023 | Low-Voltage Switchgear and Controlgear Part 4 Contactors and Motor-Starters Section 1 Electromechanical Contactors and Motor-Starters | COMPONENT_PRODUCT |  | Product Specification | 66587 | Current | 2023
17826 | IS/IEC 60947 (Part 2):2016 | IS 9000 (Part 14/Sec 1 to 3):1988 | Basic environmental testing procedures for electronic and electrical items:Part 14 test n:change of temperature (First Revision) | TEST_METHOD |  |  |  | NOT_IN_INDEX
17826 | IS/IEC 60947 (Part 2):2016 | IS 9000 (Part 5/Sec 1 AND 2):1981 | Basic environmental testing procedures for electronic and electrical items: Part 5 damp heat (Cyclic) test | TEST_METHOD |  |  |  | NOT_IN_INDEX
17826 | IS/IEC 60947 (Part 2):2016 | IS/IEC 60947 (Part 1):2020 | LOW-VOLTAGE SWITCHGEAR AND CONTROLGEAR PART 1 GENERAL RULES | SAFETY_STANDARD |  | Safety Standard | 28751 | Current | 2020
17826 | IS/IEC 60947 (Part 2):2016 | IS 14700 (Part 4/Sec 5):2019 | Electromagnetic compatibility (EMC): Part 4 testing and measurement techniques: Sec 5 surge immunity test (First Revision) | TEST_METHOD |  | Methods of tests | 21625 | Current | 2019
17826 | IS/IEC 60947 (Part 2):2016 | IS 14700 (Part 4/Sec 6):2026 | Electromagnetic Compatibility EMC Part 4: Testing and Measurement Techniques Section 6: Immunity to Conducted Disturbances Induced by Radio-Frequency Fields First Revision | TEST_METHOD |  | Methods of Tests | 66324 | Current | 2026
17826 | IS/IEC 60947 (Part 2):2016 | IS 9873 (Part 4):2026 | Safety of toys Part 4: Activity toys for domestic use | TEST_METHOD |  | Methods of Tests | 66244 | Current | 2026
17826 | IS/IEC 60947 (Part 2):2016 | IS 16828:2018 | High - Current Test Techniques - Definitions and Requirements for Test Currents and Measuring Systems | TEST_METHOD |  | Methods of tests | 23032 | Draft/Formulation | 2018
17826 | IS/IEC 60947 (Part 2):2016 | IEC 60269 (Part-1):2024 | Low-voltage fuses — Part 1: General requirements | REFERENCED_UNKNOWN |  |  |  | NOT_IN_INDEX
17826 | IS/IEC 60947 (Part 2):2016 | IEC 60364 (Part-1):2025 | Low-voltage electrical installations - Part 1: Fundamental principles, assessment of general characteristics, and definitions | TERMINOLOGY |  |  |  | NOT_IN_INDEX
17826 | IS/IEC 60947 (Part 2):2016 | IEC 60364 (Part-5) (Sec-51):2001 | Electrical installations of buildings - Part 5-51: Selection and erection of electrical equipment - Common rules | INSTALLATION_CODE |  |  |  | NOT_IN_INDEX
17826 | IS/IEC 60947 (Part 2):2016 | IEC 61140:2016 | Protection against electric shock — Common aspects for installation and equipment | INSTALLATION_CODE |  |  |  | NOT_IN_INDEX
18590 | IS 1785 (Part 1):1983 | IS 1387:1993 | General requirements for the supply of metallurgical materials (Second Revision) | COMPONENT_PRODUCT |  | Others | 5659 | Current | 1993
18590 | IS 1785 (Part 1):1983 | IS 2:2022 | RULES FOR ROUNDING OFF NUMERICAL VALUES (Second Revision) | INSTALLATION_CODE |  | Code of Practice | 27256 | Current | 2022
18590 | IS 1785 (Part 1):1983 | IS 1521:1972 | Method for tensile testing of steel wire | TEST_METHOD |  |  |  | NOT_IN_INDEX
18590 | IS 1785 (Part 1):1983 | IS 228:1959 | Methods of chemical analysis of pig iron, cast iron and plain carbon and low alloy steel | REFERENCED_UNKNOWN |  |  |  | NOT_IN_INDEX
18711 | IS 2082:2018 | IS 302 (Part 1):2024 | Household and Similar Electrical Appliances — Safety Part 1 General Requirements (Seventh Revision) | SAFETY_STANDARD |  | Safety Standard | 31901 | Current | 2024
18711 | IS 2082:2018 | IS 302 (Part 2/Sec 21):2024 | Household and Similar Electrical Appliances-Safety Part 2 Particular Requirements Section 21 Storage Water Heaters | SAFETY_STANDARD |  | Safety Standard | 31838 | Current | 2024
18842 | IS 2418 (Part 2):2018 | IS 1534 (Part 1):1977 | Ballasts for fluorescent lamps:Part 1 For switch start circuits | REFERENCED_UNKNOWN |  |  |  | NOT_IN_INDEX
18842 | IS 2418 (Part 2):2018 | IS 15967 (Part 2):2013 | Capacitors for use in tubular fluorescent and other discharge lamp circuits: Part 2 performance requirements | COMPONENT_PRODUCT |  | Product Specification | 271 | Draft/Formulation | 2013
18842 | IS 2418 (Part 2):2018 | IS 15974:2013 | Auxiliaries for lamps starting devices (Other Than Glow Starters) - Performance requirements | COMPONENT_PRODUCT |  | Product Specification | 532 | Draft/Formulation | 2013
18842 | IS 2418 (Part 2):2018 | IS 10322 (Part 1):2026 | Luminaires Part 1 General Requirements and Tests (second revision) | COMPONENT_PRODUCT |  | Product Specification | 65892 | Current | 2026
18842 | IS 2418 (Part 2):2018 | IS 12482:1988 | Methods of Test for Manually Operated Dusters | REFERENCED_UNKNOWN |  |  |  | NOT_IN_INDEX
18842 | IS 2418 (Part 2):2018 | IS 13021 (Part 2):1991 | AC supplied electronic ballasts for tubular fluorescent lamps - Specification: Part 2 performance requirements | COMPONENT_PRODUCT |  | Product Specification | 4518 | Draft/Formulation | 1991
18842 | IS 2418 (Part 2):2018 | IS 2215:2006 | Starters for fluorescent lamps (Third Revision) | COMPONENT_PRODUCT |  | Product Specification | 8745 | Current | 2006
18842 | IS 2418 (Part 2):2018 | IS 2407:1963 | Specification for photometric integrators | COMPONENT_PRODUCT |  |  |  | NOT_IN_INDEX
18842 | IS 2418 (Part 2):2018 | IS 2418 (Part 4):1977 | Specification for tubular fluorescent lamps for general lighting service: Part 4 go and no - Go gauges for g - 5 and g - 13 bi-pin caps (First Revision) | COMPONENT_PRODUCT |  | Dimensions | 8936 | Under Revision | 1977
18842 | IS 2418 (Part 2):2018 | IS 2500 (Part 1):2000 | Sampling procedures for inspection by attributes: Part 1 sampling schemes indexed by acceptance quality limit (AQL) for lot - By - Lot inspection (Third Revision) | TEST_METHOD |  | Others | 9007 | Current | 2000
18842 | IS 2418 (Part 2):2018 | IS 5081:1990 | Glass tubes for tubular fluorescent lamps for general lighting service - Specification (First Revision) | COMPONENT_PRODUCT |  | Product Specification | 11837 | Current | 1990
18842 | IS 2418 (Part 2):2018 | IS 2418 (Part 3):1977 | Specification for tubular fluorescent lamps for general lighting service: Part 3 dimensions of g - 5 and g - 13 bi - Pin cpas (First Revision) | COMPONENT_PRODUCT |  | Dimensions | 18843 | Current | 1977
20819 | IS/IEC 60079 (Part 0):2017 | IS 7820:2004 | Electrical Apparatus for Explosive Gas Atmospheres - Method of Test for Ignition Temperature | REFERENCED_UNKNOWN |  |  |  | NOT_IN_INDEX
20819 | IS/IEC 60079 (Part 0):2017 | IS 8504 (Part 2):2013 | Electrical insulating materials - Thermal endurance properties: Part 2 determination of thermal endurance properties of electrical insulating materials - Choice of test criteria (First Revision) | TEST_METHOD |  | Methods of tests | 26 | Current | 2013
20819 | IS/IEC 60079 (Part 0):2017 | IS 14962 (Part 1):2018 | ISO general purpose metric screw threads - Tolerances: Part 1 principles and basic data (First Revision) | REFERENCED_UNKNOWN |  | Dimensions | 35 | Current | 2018
20819 | IS/IEC 60079 (Part 0):2017 | IS 14962 (Part 3):2022 | ISO general purpose metric screw threads - Tolerances - Part 3: Limit deviations for screw threads | REFERENCED_UNKNOWN |  | Dimensions | 28107 | Current | 2022
20819 | IS/IEC 60079 (Part 0):2017 | IS 10918:1984 | Specification for vented type nickel cadmium batteries | COMPONENT_PRODUCT |  | Product Specification | 1894 | Draft/Formulation | 1984
20819 | IS/IEC 60079 (Part 0):2017 | IS 13360 (Part 5/Sec 2):2017 | Plastics - Methods of testing: Part 5 mechanical properties section 2 determination of tensile properties - Test conditions for moulding and extrusion plastics (First Revision) | TEST_METHOD |  | Methods of tests | 4936 | Current | 2017
20819 | IS/IEC 60079 (Part 0):2017 | IS 13360 (Part 5/Sec 5/Sub-Sec 1):2025 | PLASTICS — METHODS OF TESTING PART 5 MECHANICAL PROPERTIES SECTION 5 DETERMINATION OF CHARPY IMPACT PROPERTIES SUBSEC 1 NON-INSTRUMENTED IMPACT TEST (Second Revision) | TEST_METHOD |  | Methods of Tests | 66731 | Current | 2025
20819 | IS/IEC 60079 (Part 0):2017 | IS 13360 (Part 5/Sec 7):2022 | PLASTICS METHOD OF TESTING PART 5 MECHANICAL PROPERTIES SECTION 7 DETERMINATION OF FLEXURAL PROPERTIES | TEST_METHOD |  | Methods of tests | 27768 | Current | 2022
20819 | IS/IEC 60079 (Part 0):2017 | IS 1364 (Part 1):2023 | Hexagon head bolts, screws, and nuts of property grades A and B: Part 1 Hexagon head bolts (Size range M1.6 to M64) (sixth revision) | COMPONENT_PRODUCT |  | Product Specification | 29757 | Current | 2023
20819 | IS/IEC 60079 (Part 0):2017 | IS 1364 (Part 2):2023 | Hexagon head bolts screws and nuts of product grades A and B Part 2 Hexagon head screws (Size range M1.6 to M64 ) (Sixth revision of IS 1364 (Part 2)) | COMPONENT_PRODUCT |  | Product Specification | 29758 | Current | 2023
20819 | IS/IEC 60079 (Part 0):2017 | IS 1364 (Part 3):2026 | Hexagon head bolts, screws and nuts of product grades A and B: Part 3 Hexagon nuts, style 1 (Size range M5 To M39) (sixth revision) | COMPONENT_PRODUCT |  | Product Specification | 65913 | Current | 2026
20819 | IS/IEC 60079 (Part 0):2017 | IS 14763:2022 | CONDUIT SYSTEMS FOR CABLE MANAGEMENT OUTSIDE DIAMETERS OF CONDUITS FOR ELECTRICAL INSTALLATIONS AND THREADS FOR CONDUITS AND FITTINGS | COMPONENT_PRODUCT |  | Product Specification | 27603 | Current | 2022
20819 | IS/IEC 60079 (Part 0):2017 | IS 15382 (Part 1):2022 | Insulation Coordination for Equipment Within Low-Voltage Systems Part 1 Principles Requirements and Tests | TEST_METHOD |  | Methods of tests | 27721 | Current | 2022
20819 | IS/IEC 60079 (Part 0):2017 | IS 1821:1987 | Dimensions for clearance holes for bolts and screws (Third Revision) | REFERENCED_UNKNOWN |  | Others | 8225 | Current | 1987
20819 | IS/IEC 60079 (Part 0):2017 | IS 1885 (Part 60):2022 | Electrotechnical Vocabulary: Part 60 Equipment for Explosive Atmospheres (Second Revision) | TERMINOLOGY |  | Terminology | 27127 | Current | 2022
20819 | IS/IEC 60079 (Part 0):2017 | IS 2269:2006 | Hexagon socket head cap screws (Fifth Revision) | COMPONENT_PRODUCT |  | Product Specification | 8784 | Current | 2006
20819 | IS/IEC 60079 (Part 0):2017 | IS 2584:1963 | Method of test for electric strength of solid insulating materials at power frequencies | TEST_METHOD |  | Methods of tests | 9106 | Draft/Formulation | 1963
20819 | IS/IEC 60079 (Part 0):2017 | IS 3400 (Part 2/Sec 2):2023 | METHODS OF TEST FOR RUBBER, VULCANIZED OR THERMOPLASTIC PART 2 DETERMINATION OF HARDNESS SECTION 2 HARDNESS BETWEEN 10 IRHD AND 100 IRHD ( Fifth Revision ) | TEST_METHOD |  | Methods of tests | 28204 | Current | 2023
20819 | IS/IEC 60079 (Part 0):2017 | IS 3400 (Part 6):2018 | Methods of Test for Vulcanized Rubbers Part 6 Determination of the Effect of Liquids (Fourth Revision) | TEST_METHOD |  |  |  | NOT_IN_INDEX
20819 | IS/IEC 60079 (Part 0):2017 | IS 4218 (Part 4):2025 | ISO general purpose metric screw threads: Part 4 Selected sizes for bolts, screws, studs and nuts (third revision) | REFERENCED_UNKNOWN |  | Others | 33568 | Current | 2025
20819 | IS/IEC 60079 (Part 0):2017 | IS 6303:2018 | Primary batteries - General (Second Revision) | TEST_METHOD |  | Methods of tests | 13164 | Current | 2018
20819 | IS/IEC 60079 (Part 0):2017 | IS 7372:1995 | Lead - Acid storage batteries for motor vehicles - Specification (First Revision) | COMPONENT_PRODUCT |  |  |  | NOT_IN_INDEX
20819 | IS/IEC 60079 (Part 0):2017 | IS 7624:1990 | Lead - Acid starter batteries for diesel - locomotives and rail cars - Specification (First Revision) | COMPONENT_PRODUCT |  | Product Specification | 14614 | Current | 1990
20819 | IS/IEC 60079 (Part 0):2017 | IS 8504 (Part 1):2012 | Electrical insulating materials - Thermal endurance properties: Part 1 ageing procedures and evaluation of test results (Second Revision) | TEST_METHOD |  | Methods of tests | 15674 | Current | 2012
20819 | IS/IEC 60079 (Part 0):2017 | IS 919 (Part 2):2014 | Geometrical product specifications (GPS) - ISO code system for tolerances on linear sizes: Part 2 tables of standard tolerance classes and limit deviation for holes and shafts (Second Revision) | COMPONENT_PRODUCT |  | Dimensions | 16503 | Current | 2014
20819 | IS/IEC 60079 (Part 0):2017 | IS 9974 (Part 1):1981 | Specification for high pressure sodium vapour lamps: Part 1 general requirements and tests | COMPONENT_PRODUCT |  | Product Specification | 17431 | Draft/Formulation | 1981
20819 | IS/IEC 60079 (Part 0):2017 | IS 9974 (Part 2):1981 | Specification for high pressure sodium vapour lamps: Part 2 standard lamp data sheets | COMPONENT_PRODUCT |  | Product Specification | 17432 | Draft/Formulation | 1981
20819 | IS/IEC 60079 (Part 0):2017 | IS/IEC 60079 (Part 1):2007 | Explosive Atmospheres - Part 1 : Equipment Protection by Flameproof Enclosures d"""" | SAFETY_STANDARD |  |  | 17821 | Outdated edition cited | 2014
20819 | IS/IEC 60079 (Part 0):2017 | IS 6094 (Part 1):2006 | Hexagon socket set screws: Part 1 with flat point (Third Revision) | REFERENCED_UNKNOWN |  | Others | 19991 | Current | 2006
20819 | IS/IEC 60079 (Part 0):2017 | IS 6094 (Part 2):2006 | Hexagon socket set screws: Part 2 with cone point (Third Revision) | REFERENCED_UNKNOWN |  | Others | 19992 | Draft/Formulation | 2006
20819 | IS/IEC 60079 (Part 0):2017 | IS 6094 (Part 3):2006 | Hexagon socket set screws: Part 3 with dog point (Third Revision) | REFERENCED_UNKNOWN |  | Others | 19993 | Draft/Formulation | 2006
20819 | IS/IEC 60079 (Part 0):2017 | IS 6094 (Part 4):2006 | Hexagon socket set screws: Part 4 with cup point (Third Revision) | REFERENCED_UNKNOWN |  | Others | 19994 | Current | 2006
20819 | IS/IEC 60079 (Part 0):2017 | IS/IEC 60034 (Part 1):2004 | Rotating electrical machines : Part 1 Rating and performance | REFERENCED_UNKNOWN |  |  | 33190 | Outdated edition cited | 2022
20819 | IS/IEC 60079 (Part 0):2017 | IS/IEC 60034 (Part 5):2020 | Rotating electrical machines Part 5 Degrees of protection provided by the integral design of rotating electrical machines IP code - Classification (Third Revision) | INSTALLATION_CODE |  | Code of Practice | 32733 | Current | 2020
20819 | IS/IEC 60079 (Part 0):2017 | IS/IEC 60079 (Part 11):2023 | Explosive Atmospheres Part 11 Equipment Protection by Intrinsic Safety “i” (Second Revision) | COMPONENT_PRODUCT |  | Product Specification | 32181 | Current | 2023
20819 | IS/IEC 60079 (Part 0):2017 | IS/IEC 60079 (Part 15):2017 | EXPLOSIVE ATMOSPHERES PART 15 EQUIPMENT PROTECTION BY TYPE OF PROTECTION ''n'' (Second Revision) | COMPONENT_PRODUCT |  | Product Specification | 25741 | Current | 2017
20819 | IS/IEC 60079 (Part 0):2017 | IS/IEC 60079 (Part 18):2014 | Explosive atmospheres: Part 18 equipment protection by encapsulation ''m'' (Second Revision) | COMPONENT_PRODUCT |  | Product Specification | 20824 | Current | 2014
20819 | IS/IEC 60079 (Part 0):2017 | IS/IEC 60079 (Part 25):2020 | Explosive atmospheres - Part 25: Intrinsically safe electrical systems (Second Revision) | COMPONENT_PRODUCT |  | Product Specification | 28838 | Current | 2020
20819 | IS/IEC 60079 (Part 0):2017 | IS/IEC 60079 (Part 7):2017 | Explosive atmospheres - Part 7: Equipment protection by increased safety "e" (Second Revision) | COMPONENT_PRODUCT |  | Product Specification | 28851 | Current | 2017
20819 | IS/IEC 60079 (Part 0):2017 | IS/IEC 60947 (Part 1):2020 | LOW-VOLTAGE SWITCHGEAR AND CONTROLGEAR PART 1 GENERAL RULES | SAFETY_STANDARD |  | Safety Standard | 28751 | Current | 2020
20819 | IS/IEC 60079 (Part 0):2017 | IS/IEC 60079 (Part 2):2014 | Explosive atmospheres: Part 2 equipment protection by pressurized enclosure ''p'' (First Revision) | COMPONENT_PRODUCT |  | Product Specification | 20968 | Current | 2014
20819 | IS/IEC 60079 (Part 0):2017 | IS/IEC 60079 (Part 5):2015 | Explosive Atmospheres Part 5 Equipment Protection by Powder Filling “q” (Second Revision) | SAFETY_STANDARD |  | Safety Standard | 32180 | Current | 2015
20819 | IS/IEC 60079 (Part 0):2017 | IS/IEC 60529:2001 | Degrees of protection provided by enclosures (IP Code) | INSTALLATION_CODE |  | Code of Practice | 20971 | Draft/Formulation | 2001
20819 | IS/IEC 60079 (Part 0):2017 | IS/IEC 61241 (Part 11):2005 | Electrical apparatus for use in the presence of combustible dust : Part 11 Protection by intrinsic safety `ID' | SAFETY_STANDARD |  |  |  | NOT_IN_INDEX
20819 | IS/IEC 60079 (Part 0):2017 | IS/IEC 61241 (Part 1):2004 | Electrical apparatus for use in the presence of combustible dust : Part 1 Protection by enclosures "tD" | SAFETY_STANDARD |  |  |  | NOT_IN_INDEX
20819 | IS/IEC 60079 (Part 0):2017 | IS/IEC 61241 (Part 4):2001 | Electrical apparatus for use in the presence of combustible dust: Part 4 type of protection "PD" | SAFETY_STANDARD |  |  |  | NOT_IN_INDEX
20819 | IS/IEC 60079 (Part 0):2017 | IS/IEC 60079 (Part 6):2020 | Explosive atmospheres - Part 6: Equipment protection by liquid immersion "o" (Second Revision) | COMPONENT_PRODUCT |  | Product Specification | 28859 | Current | 2020
20819 | IS/IEC 60079 (Part 0):2017 | IEC 60034 (Part 1) |  | REFERENCED_UNKNOWN |  |  |  | NOT_IN_INDEX
20856 | IS/IEC 62271 (Part 201):2014 | IEC 60061 (Part 1):1989 |  | REFERENCED_UNKNOWN |  |  |  | NOT_IN_INDEX
20856 | IS/IEC 62271 (Part 201):2014 | IEC 60270:2000 |  | REFERENCED_UNKNOWN |  |  |  | NOT_IN_INDEX
20856 | IS/IEC 62271 (Part 201):2014 | IEC 60529:2001 |  | REFERENCED_UNKNOWN |  |  |  | NOT_IN_INDEX
20856 | IS/IEC 62271 (Part 201):2014 | IEC 62271 (Part 1):2007 |  | REFERENCED_UNKNOWN |  |  |  | NOT_IN_INDEX
20856 | IS/IEC 62271 (Part 201):2014 | IEC 62271 (Part 100):2008 |  | REFERENCED_UNKNOWN |  |  |  | NOT_IN_INDEX
20856 | IS/IEC 62271 (Part 201):2014 | IEC 62271 (Part 102):2003 |  | REFERENCED_UNKNOWN |  |  |  | NOT_IN_INDEX
20856 | IS/IEC 62271 (Part 201):2014 | IEC 62271 (Part 103):2011 |  | REFERENCED_UNKNOWN |  |  |  | NOT_IN_INDEX
20856 | IS/IEC 62271 (Part 201):2014 | IEC 62271 (Part 105):2002 |  | REFERENCED_UNKNOWN |  |  |  | NOT_IN_INDEX
20856 | IS/IEC 62271 (Part 201):2014 | IEC 62271 (Part 109):2011 |  | REFERENCED_UNKNOWN |  |  |  | NOT_IN_INDEX
20856 | IS/IEC 62271 (Part 201):2014 | ISO/IEC 51:2005 |  | REFERENCED_UNKNOWN |  |  |  | NOT_IN_INDEX
21278 | IS/IEC 61730 (Part 1):2016 | IS 8504 (Part 2):2013 | Electrical insulating materials - Thermal endurance properties: Part 2 determination of thermal endurance properties of electrical insulating materials - Choice of test criteria (First Revision) | TEST_METHOD |  | Methods of tests | 26 | Current | 2013
21278 | IS/IEC 61730 (Part 1):2016 | IS 8504 (Part 6):2012 | Electrical insulating materials - Thermal endurance properties: Part 6 determination of relative thermal endurance index (RTE) of an insulating material | TEST_METHOD |  | Methods of tests | 584 | Draft/Formulation | 2012
21278 | IS/IEC 61730 (Part 1):2016 | IS 15382 (Part 1):2022 | Insulation Coordination for Equipment Within Low-Voltage Systems Part 1 Principles Requirements and Tests | TEST_METHOD |  | Methods of tests | 27721 | Current | 2022
21278 | IS/IEC 61730 (Part 1):2016 | IS 15382 (Part 2/Sec 1):2014 | Insulation coordination for equipment within low - Voltage systems: Part 2 application guide: Sec 1 explanation of the application of the IEC 60664 series, dimensioning examples and dielectric testing (First Revision) | TEST_METHOD |  | Dimensions | 7476 | Current | 2014
21278 | IS/IEC 61730 (Part 1):2016 | IS 15382 (Part 3):2019 | Insulation Coordination for Equipment within Low-Voltage Systems Part 3 Use of Coating, Potting or Moulding for Protection against Pollution (First Revision) | TEST_METHOD |  | Methods of tests | 7477 | Current | 2019
21278 | IS/IEC 61730 (Part 1):2016 | IS 2824:2007 | Method for the determination of the proof and the comparative tracking indices of solid insulating materials (Second Revision) | TEST_METHOD |  | Others | 9353 | Current | 2007
21278 | IS/IEC 61730 (Part 1):2016 | IS 3448:2014 | Rice bran oil - Specification (Third Revision) | COMPONENT_PRODUCT |  | Product Specification | 10043 | Current | 2014
21278 | IS/IEC 61730 (Part 1):2016 | IS 4165:1991 | Thermostats for general purpose electric ovens | REFERENCED_UNKNOWN |  |  |  | NOT_IN_INDEX
21278 | IS/IEC 61730 (Part 1):2016 | IS 4687:2025 | GASKETS AND PACKINGS GLAND PACKINGS ASBESTOS SPECIFICATION Third Revision | COMPONENT_PRODUCT |  | Product Specification | 33115 | Current | 2025
21278 | IS/IEC 61730 (Part 1):2016 | IS 514:2025 | Textiles Mercerized Cotton Fabrics for Covering Aircrafts and gliders Specification ( Fourth Revision ) | COMPONENT_PRODUCT |  | Product Specification | 33812 | Current | 2025
21278 | IS/IEC 61730 (Part 1):2016 | IS 5326:2025 | LifeBuoys - Specification | COMPONENT_PRODUCT |  | Product Specification | 65750 | Current | 2025
21278 | IS/IEC 61730 (Part 1):2016 | IS 5327:1969 | Specification for rigid bailers for lifeboats | COMPONENT_PRODUCT |  | Product Specification | 12078 | Draft/Formulation | 1969
21278 | IS/IEC 61730 (Part 1):2016 | IS 5328:1969 | Method of test for determination of chemical composition of asbestos fibre | TEST_METHOD |  | Methods of tests | 12079 | Draft/Formulation | 1969
21278 | IS/IEC 61730 (Part 1):2016 | IS 533:2007 | Gum spirit of turpentine (Oil Of Turpentine) - specification (Third Revision) | COMPONENT_PRODUCT |  | Product Specification | 12081 | Current | 2007
21278 | IS/IEC 61730 (Part 1):2016 | IS 5330:1984 | Criteria for design of anchor blocks for penstocks with expansion joints (First Revision) | INSTALLATION_CODE |  | Code of Practice | 12082 | Current | 1984
21278 | IS/IEC 61730 (Part 1):2016 | IS 8504 (Part 1):2012 | Electrical insulating materials - Thermal endurance properties: Part 1 ageing procedures and evaluation of test results (Second Revision) | TEST_METHOD |  | Methods of tests | 15674 | Current | 2012
21278 | IS/IEC 61730 (Part 1):2016 | IS/IEC 60529:2001 | Degrees of protection provided by enclosures (IP Code) | INSTALLATION_CODE |  | Code of Practice | 20971 | Draft/Formulation | 2001
21278 | IS/IEC 61730 (Part 1):2016 | IEC 61215 (Part 1) |  | REFERENCED_UNKNOWN |  |  |  | NOT_IN_INDEX
21278 | IS/IEC 61730 (Part 1):2016 | IEC 61215 (Part 2) |  | REFERENCED_UNKNOWN |  |  |  | NOT_IN_INDEX
21308 | IS 15914:2011 | IS 1956 (Part 4):2013 | Glossary of terms relating to iron and steel: Part 4 flat products (Second Revision) | TERMINOLOGY |  | Terminology | 413 | Current | 2013
21308 | IS 15914:2011 | IS 1608:2005 | Mechanical testing of metals - Tensile Testing | TEST_METHOD |  |  |  | NOT_IN_INDEX
21308 | IS 15914:2011 | IS 1730:1989 | Steel Plates, Sheets Strips and Flats for Structural and General Engineering Purposes - Dimensions (Second Revision) | REFERENCED_UNKNOWN |  | Dimensions | 8140 | Under Revision | 1989
21308 | IS 15914:2011 | IS 3803 (Part 1):2023 | Steel - Conversion of elongation values: Part 1 carbon and low alloy steels | REFERENCED_UNKNOWN |  | Dimensions | 28392 | Current | 2023
21308 | IS 15914:2011 | IS 8910:2022 | General technical delivery requirements for steel and steel products | COMPONENT_PRODUCT |  | Others | 27290 | Current | 2022
21308 | IS 15914:2011 | IS 228:1959 | Methods of chemical analysis of pig iron, cast iron and plain carbon and low alloy steel | REFERENCED_UNKNOWN |  |  |  | NOT_IN_INDEX
22379 | IS 513 (Part 1):2016 | IS 1501 (Part 1):2025 | Metallic materials Vickers hardness test Part 1: Test method (Sixth Revision) | TEST_METHOD |  | Methods of tests | 33453 | Current | 2025
22379 | IS 513 (Part 1):2016 | IS 1956 (Part 4):2013 | Glossary of terms relating to iron and steel: Part 4 flat products (Second Revision) | TERMINOLOGY |  | Terminology | 413 | Current | 2013
22379 | IS 513 (Part 1):2016 | IS 11999:2022 | METALLIC MATERIALS SHEET AND STRIP DETERMINATION OF PLASTIC STRAIN RATIO (Second Revision) | TEST_METHOD |  | Methods of tests | 27004 | Current | 2022
22379 | IS 513 (Part 1):2016 | IS 15262:2002 | Geometrical product specifications (GPS) - surface texture: profile method - Terms, definitions and surface texture parameters | TERMINOLOGY |  |  |  | NOT_IN_INDEX
22379 | IS 513 (Part 1):2016 | IS 15756:2022 | Metallic materials - Sheet and strip - Determination of tensile strain hardening exponent | TEST_METHOD |  | Methods of tests | 27711 | Current | 2022
22379 | IS 513 (Part 1):2016 | IS 1599:2023 | Metallic materials Bend test | TEST_METHOD |  | Methods of tests | 29584 | Current | 2023
22379 | IS 513 (Part 1):2016 | IS 1608:2005 | Mechanical testing of metals - Tensile Testing | TEST_METHOD |  |  |  | NOT_IN_INDEX
22379 | IS 513 (Part 1):2016 | IS 228 (Part 1):2025 | Methods for Chemical Analysis of Steels Part 1 Determination of Carbon by Volumetric Method (For Carbon 0.05 to 2.50 Percent) (Fourth Revision) | TEST_METHOD |  | Methods of tests | 33071 | Current | 2025
22379 | IS 513 (Part 1):2016 | IS 8910:2022 | General technical delivery requirements for steel and steel products | COMPONENT_PRODUCT |  | Others | 27290 | Current | 2022
22379 | IS 513 (Part 1):2016 | IS/ISO 16162:2012 | Cold - Rolled steel sheet products - Dimensional and shape tolerances (First Revision) | COMPONENT_PRODUCT |  | Product Specification | 17599 | Current | 2012
22379 | IS 513 (Part 1):2016 | IS 10175:2018 | Metallic materials - Sheet and strip - Erichsen cupping test (Third Revision) | TEST_METHOD |  | Methods of tests | 21620 | Current | 2018
22379 | IS 513 (Part 1):2016 | IS 1586 (Part 1):2025 | Metallic materials Rockwell hardness testPart 1: Test method (Sixth Revision) | TEST_METHOD |  | Methods of tests | 33732 | Current | 2025
22380 | IS 513 (Part 2):2016 | IS 1501 (Part 1):2025 | Metallic materials Vickers hardness test Part 1: Test method (Sixth Revision) | TEST_METHOD |  | Methods of tests | 33453 | Current | 2025
22380 | IS 513 (Part 2):2016 | IS 1956 (Part 4):2013 | Glossary of terms relating to iron and steel: Part 4 flat products (Second Revision) | TERMINOLOGY |  | Terminology | 413 | Current | 2013
22380 | IS 513 (Part 2):2016 | IS 11999:2022 | METALLIC MATERIALS SHEET AND STRIP DETERMINATION OF PLASTIC STRAIN RATIO (Second Revision) | TEST_METHOD |  | Methods of tests | 27004 | Current | 2022
22380 | IS 513 (Part 2):2016 | IS 15262:2002 | Geometrical product specifications (GPS) - surface texture: profile method - Terms, definitions and surface texture parameters | TERMINOLOGY |  |  |  | NOT_IN_INDEX
22380 | IS 513 (Part 2):2016 | IS 15756:2022 | Metallic materials - Sheet and strip - Determination of tensile strain hardening exponent | TEST_METHOD |  | Methods of tests | 27711 | Current | 2022
22380 | IS 513 (Part 2):2016 | IS 1599:2023 | Metallic materials Bend test | TEST_METHOD |  | Methods of tests | 29584 | Current | 2023
22380 | IS 513 (Part 2):2016 | IS 1608:2005 | Mechanical testing of metals - Tensile Testing | TEST_METHOD |  |  |  | NOT_IN_INDEX
22380 | IS 513 (Part 2):2016 | IS 228 (Part 1):2025 | Methods for Chemical Analysis of Steels Part 1 Determination of Carbon by Volumetric Method (For Carbon 0.05 to 2.50 Percent) (Fourth Revision) | TEST_METHOD |  | Methods of tests | 33071 | Current | 2025
22380 | IS 513 (Part 2):2016 | IS 8910:2022 | General technical delivery requirements for steel and steel products | COMPONENT_PRODUCT |  | Others | 27290 | Current | 2022
22380 | IS 513 (Part 2):2016 | IS/ISO 16162:2012 | Cold - Rolled steel sheet products - Dimensional and shape tolerances (First Revision) | COMPONENT_PRODUCT |  | Product Specification | 17599 | Current | 2012
22380 | IS 513 (Part 2):2016 | IS 1586 (Part 1):2025 | Metallic materials Rockwell hardness testPart 1: Test method (Sixth Revision) | TEST_METHOD |  | Methods of tests | 33732 | Current | 2025
22601 | IS 16526:2017 | IS 73:2013 | Paving bitumen - Specification (Fourth Revision) | COMPONENT_PRODUCT |  | Product Specification | 221 | Under Review | 2013
22601 | IS 16526:2017 | IS 13826 (Part 1):1993 | Bitumen based felts - Method of test Part 1 Breaking strength test | TEST_METHOD |  | Methods of tests | 5599 | Draft/Formulation | 1993
22601 | IS 16526:2017 | IS 13826 (Part 2):2022 | Bitumen based felts - Methods of test: Part 2 Pliability test (First Revision) | TEST_METHOD |  | Methods of tests | 27296 | Current | 2022
22601 | IS 16526:2017 | IS 13826 (Part 4):1993 | Bitumen Based Felts - Methods of Test: Part 4 Pressure Head Test | TEST_METHOD |  | Methods of tests | 5602 | Draft/Formulation | 1993
22601 | IS 16526:2017 | IS 13826 (Part 5):1994 | Bitumen based felts - Methods of test Part 5 Heat resistance test | TEST_METHOD |  | Methods of tests | 5603 | Draft/Formulation | 1994
22601 | IS 16526:2017 | IS 13826 (Part 6):1993 | Bitumen based felts - Methods of test Part 6 Water absorption test | TEST_METHOD |  | Methods of tests | 5604 | Draft/Formulation | 1993
22601 | IS 16526:2017 | IS 460 (Part 1):2020 | Test Sieves — Specification Part 1 Wire Cloth Test Sieves ( Fourth Revision ) | COMPONENT_PRODUCT |  | Product Specification | 11324 | Current | 2020
22601 | IS 16526:2017 | IS 4905:2015 | Random sampling and randomization procedures (First Revision) | TEST_METHOD |  | Others | 11627 | Current | 2015
22601 | IS 16526:2017 | IS 3067:1988 | Code of practice for general design details and preparatory work for damp-proofing and water-proofing of buildings (First Revision) | INSTALLATION_CODE |  | Code of Practice | 17790 | Current | 1988
22601 | IS 16526:2017 | IS 7193:2013 | Glass Fibre Base Bitumen Felts - Specification (Second Revision) | COMPONENT_PRODUCT |  | Product Specification | 17817 | Current | 2013
22601 | IS 16526:2017 | IS 1203:2022 | Methods for testing tar and bituminous materials - Determination of penetration (Second Revision) | TEST_METHOD |  | Methods of tests | 27677 | Current | 2022
22601 | IS 16526:2017 | IS 1205:2022 | Methods for testing tar and bituminous materials - Determination of softening point - Ring and ball apparatus (Second Revision) | TEST_METHOD |  | Methods of tests | 27269 | Current | 2022
22610 | IS 16651:2017 | IS 10461 (Part 2):1994 | Resistance to intergranular corrosion of austenitic stainless steels - Method for determination: Part 2 corrosion test in a sulphuric acid/copper sulphate medium in the presence of copper turnings (Monypenny Strauss Test) in the presence of copper turnings (Monypenny Strauss Test) (First Revision) | TEST_METHOD |  | Methods of tests | 1288 | Current | 1994
22610 | IS 16651:2017 | IS 1599:2023 | Metallic materials Bend test | TEST_METHOD |  | Methods of tests | 29584 | Current | 2023
22610 | IS 16651:2017 | IS 1608:2005 | Mechanical testing of metals - Tensile Testing | TEST_METHOD |  |  |  | NOT_IN_INDEX
22610 | IS 16651:2017 | IS 1757 (Part 1):2020 | Metallic Materials — Charpy Pendulum Impact Test Part 1 Test Method ( Fourth Revision ) | TEST_METHOD |  | Methods of tests | 8162 | Current | 2020
22610 | IS 16651:2017 | IS 1786:2008 | High Strength Deformed Steel Bars and Wires for Concrete Reinforcement - Specification (Fourth Revision) | COMPONENT_PRODUCT |  | Product Specification | 8195 | Current | 2008
22610 | IS 16651:2017 | IS 2062 (Part 1):2025 | Structural Steel - Part 1 - Hot Rolled Medium and High tensile Steel | COMPONENT_PRODUCT |  | Product Specification | 65763 | Current | 2025
22610 | IS 16651:2017 | IS 2770 (Part 1):1967 | Methods of Testing Bond in Reinforced Concrete: Part 1 Pull-Out Test | TEST_METHOD |  | Methods of tests | 9305 | Draft/Formulation | 1967
22610 | IS 16651:2017 | IS 3711:2020 | Steel and Steel Products — Location and Preparation of Samples and Test Pieces for Mechanical Testing ( Third Revision ) | TEST_METHOD |  | Methods of tests | 10312 | Current | 2020
22610 | IS 16651:2017 | IS 8910:2022 | General technical delivery requirements for steel and steel products | COMPONENT_PRODUCT |  | Others | 27290 | Current | 2022
22610 | IS 16651:2017 | IS 228:1959 | Methods of chemical analysis of pig iron, cast iron and plain carbon and low alloy steel | REFERENCED_UNKNOWN |  |  |  | NOT_IN_INDEX
23487 | IS 9142 (Part 1):2018 | IS 269:2013 | Ordinary Portland Cement, 33 Grade | REFERENCED_UNKNOWN |  |  | 111 | Outdated edition cited | 2015
23487 | IS 9142 (Part 1):2018 | IS 2386 (Part 2):1963 | Methods of Test for Aggregates for Concrete: Part 2 Estimation of Deleterious Materials and Organic Impurities | TEST_METHOD |  | Methods of tests | 8906 | Draft/Formulation | 1963
23487 | IS 9142 (Part 1):2018 | IS 2386 (Part 3):1963 | Methods of Test for Aggregates for Concrete: Part 3 Specific Gravity, Density, Voids, Absorption and Bulking | TEST_METHOD |  | Methods of tests | 8907 | Draft/Formulation | 1963
23487 | IS 9142 (Part 1):2018 | IS 2430:1986 | Methods for Sampling of Aggregates for Concrete (First Revision) | TEST_METHOD |  | Methods of tests | 8944 | Current | 1986
23487 | IS 9142 (Part 1):2018 | IS 2686:1977 | Specification for cinder aggregates for use in lime concrete (First Revision) | COMPONENT_PRODUCT |  | Product Specification | 9197 | Under Revision | 1977
23487 | IS 9142 (Part 1):2018 | IS 4032:1985 | Method of Chemical Analysis of Hydraulic Cement (First Revision) | TEST_METHOD |  | Methods of tests | 10672 | Current | 1985
23487 | IS 9142 (Part 1):2018 | IS 4260:2004 | Recommended practice for ultrasonic testing of butt welds in ferritic steel (Third Revision) | INSTALLATION_CODE |  | Code of Practice | 10892 | Current | 2004
23487 | IS 9142 (Part 1):2018 | IS 4637:1988 | Method for determination of colour fastness of textile materials to steam under pressure (first revision) | TEST_METHOD |  |  |  | NOT_IN_INDEX
23487 | IS 9142 (Part 1):2018 | IS 2386 (Part 1):1963 | Methods of Test for Aggregates for Concrete: Part 1 Particle Size and Shape | TEST_METHOD |  | Methods of tests | 18826 | Draft/Formulation | 1963
23621 | IS/IEC 60269 (Part 6):2010 | IS 1076 (Part 1):1985 | Preferred numbers: Part 1 series of preferred numbers (Second Revision) | INSTALLATION_CODE |  | Code of Practice | 1650 | Current | 1985
25470 | IS 1293:2019 | IS 14772:2000 | Boxes and Enclosures for Electrical Accessories for Household and Similar Fixed Electrical Installations — General Requirements ( First Revision ) | INSTALLATION_CODE |  |  | 452 | Outdated edition cited | 2020
25470 | IS 1293:2019 | IS 11000 (Part 2/Sec 1):2018 | Fire hazard testing: Part 2 test methods: Sec 1 glow - Wire apparatus and common test procedure (Second Revision) | TEST_METHOD |  |  |  | NOT_IN_INDEX
25470 | IS 1293:2019 | IS 1401:2008 | Protection of persons and equipment by enclosures - Probes for verification (Second Revision) | COMPONENT_PRODUCT |  | Product Specification | 5836 | Current | 2008
25470 | IS 1293:2019 | IS 14340:1996 | Brass for current carrying parts in electrical wiring accessories - Specification | COMPONENT_PRODUCT |  | Product Specification | 6099 | Draft/Formulation | 1996
25470 | IS 1293:2019 | IS 14763:2022 | CONDUIT SYSTEMS FOR CABLE MANAGEMENT OUTSIDE DIAMETERS OF CONDUITS FOR ELECTRICAL INSTALLATIONS AND THREADS FOR CONDUITS AND FITTINGS | COMPONENT_PRODUCT |  | Product Specification | 27603 | Current | 2022
25470 | IS 1293:2019 | IS 1885 (Part 74):2012 | Electrotechnical vocabulary: Part 74 electrical and magnetic devices (First Revision) | TERMINOLOGY |  | Terminology | 8364 | Draft/Formulation | 2012
25470 | IS 1293:2019 | IS 2824:2007 | Method for the determination of the proof and the comparative tracking indices of solid insulating materials (Second Revision) | TEST_METHOD |  | Others | 9353 | Current | 2007
25470 | IS 1293:2019 | IS 3854:2023 | Switches for Domestic and Similar Purposes - Specification (Third Revision) Amendment - 1 | COMPONENT_PRODUCT |  | Product Specification | 30042 | Under Review | 2023
25470 | IS 1293:2019 | IS 4160:2005 | Interlocking switch socket outlets - Specification (First Revision) | COMPONENT_PRODUCT |  | Product Specification | 10799 | Current | 2005
25470 | IS 1293:2019 | IS 694:2010 | Polyvinyl chloride insulated unsheathed and sheathed cables/cords with rigid and flexible conductor for rated voltages up to and including 1 100 V (Fourth Revision) | COMPONENT_PRODUCT |  | Product Specification | 13829 | Current | 2010
25470 | IS 1293:2019 | IS 9000 (Part 7/Sec 7):2020 | Environmental Testing Part 7 Tests Section 7 Test Eh: Hammer tests ( First Revision ) | TEST_METHOD |  | Methods of tests | 16235 | Current | 2020
25470 | IS 1293:2019 | IS 9968 (Part 1):2025 | Elastomer Insulated Cables - Specification Part 1 for Working Voltages up to and including 1100 volts (Second Revision) | COMPONENT_PRODUCT |  | Product Specification | 33944 | Under Review | 2025
25470 | IS 1293:2019 | IS 9000 (Part 5/Sec 1 AND 2):1981 | Basic environmental testing procedures for electronic and electrical items: Part 5 damp heat (Cyclic) test | TEST_METHOD |  |  |  | NOT_IN_INDEX
25470 | IS 1293:2019 | IS/IEC 61058 (Part 1):2016 | Switches for appliances: Part 1 general requirements First revision | COMPONENT_PRODUCT |  | Product Specification | 28752 | Current | 2016
25470 | IS 1293:2019 | IS/IEC 60529:2001 | Degrees of protection provided by enclosures (IP Code) | INSTALLATION_CODE |  | Code of Practice | 20971 | Draft/Formulation | 2001
25470 | IS 1293:2019 | IEC 60068 (Part 2/Sec 31):2008 |  | REFERENCED_UNKNOWN |  |  |  | NOT_IN_INDEX
25777 | IS 15155:2020 | IS 2324 (Part 2):1985 | Bonded Abrasive Grinding Wheels - Part 2 : Dimensions | REFERENCED_UNKNOWN |  |  |  | NOT_IN_INDEX
25777 | IS 15155:2020 | IS 269:2013 | Ordinary Portland Cement, 33 Grade | REFERENCED_UNKNOWN |  |  | 111 | Outdated edition cited | 2015
25777 | IS 15155:2020 | IS 12330:1988 | Specificatioon for Sulphate Resisting Portland Cement | COMPONENT_PRODUCT |  | Product Specification | 3643 | Draft/Formulation | 1988
25777 | IS 15155:2020 | IS 1489 (Part 1):1991 | Specification for Portland pozzolana cement Part 1 Flyash based | COMPONENT_PRODUCT |  |  |  | NOT_IN_INDEX
25777 | IS 15155:2020 | IS 1489 (Part 2):1991 | Specification for Portland-pozzolana cement Part 2 calcined clay based | COMPONENT_PRODUCT |  |  | 6876 | Outdated edition cited | 2015
25777 | IS 15155:2020 | IS 1852:1985 | Specification for rolling and cutting tolerances for hot - Rolled steel products (Fourth Revision) | COMPONENT_PRODUCT |  | Product Specification | 8250 | Current | 1985
25777 | IS 15155:2020 | IS 2062 (Part 1):2025 | Structural Steel - Part 1 - Hot Rolled Medium and High tensile Steel | COMPONENT_PRODUCT |  | Product Specification | 65763 | Current | 2025
25777 | IS 15155:2020 | IS 3597:1998 | Concrete pipes - Methods of test | TEST_METHOD |  | Methods of tests | 10174 | Current | 1998
25777 | IS 15155:2020 | IS 3658:1999 | Code of practice for liquid penetrant flaw detection (Second Revision) | INSTALLATION_CODE |  | Code of Practice | 10246 | Current | 1999
25777 | IS 15155:2020 | IS 383:2016 | Coarse and Fine Aggregate for Concrete - Specification (Third Revision) | COMPONENT_PRODUCT |  | Product Specification | 10425 | Current | 2016
25777 | IS 15155:2020 | IS 432 (Part 1):2026 | Specification for Mild Steel And Medium Tensile Steel Bars and Hard-Drawn Steel Wire for Concrete Reinforcement Part 1 Mild Steel and Medium Tensile Steel Bars Fourth Revision | COMPONENT_PRODUCT |  | Product Specification | 66954 | Current | 2026
25777 | IS 15155:2020 | IS 432 (Part 2):1982 | Specification for Mild Steel and Medium Tensile Steel Bars and Hard-Drawn Steel Wire for Concrete Reinforcement: Part 2 Hard-Drawn Steel Wire (Third Revision) | COMPONENT_PRODUCT |  | Product Specification | 10951 | Current | 1982
25777 | IS 15155:2020 | IS 455:1989 | Portland Slag Cement - Specification | COMPONENT_PRODUCT |  |  | 11238 | Outdated edition cited | 2015
25777 | IS 15155:2020 | IS 456:2000 | Plain and reinforced concrete - Code of practice (Fourth Revision) | INSTALLATION_CODE |  | Code of Practice | 11249 | Current | 2000
25777 | IS 15155:2020 | IS 5382:2025 | RUBBER SEALS JOINT RINGS FOR WATER SUPPLY DRAINAGE AND SEWERAGE PIPELINES SPECIFICATION FOR MATERIALS ( Third Revision ) | COMPONENT_PRODUCT |  | Product Specification | 33831 | Current | 2025
25777 | IS 15155:2020 | IS 5822:1994 | Code of practice for laying of electrically welded steel pipes for water supply (Second Revision) | INSTALLATION_CODE |  | Code of Practice | 12631 | Current | 1994
25777 | IS 15155:2020 | IS 6909:2026 | Supersulphated Cement - Specification (Second Revision of IS 6909) | COMPONENT_PRODUCT |  | Product Specification | 66579 | Current | 2026
25777 | IS 15155:2020 | IS 7322:1985 | specials for steel cylinder reinforced concrete pipes | COMPONENT_PRODUCT |  | Product Specification | 14242 | Current | 1985
25777 | IS 15155:2020 | IS 783:1985 | Code of Practice for Laying of Concrete Pipes | INSTALLATION_CODE |  | Code of Practice | 14862 | Current | 1985
25777 | IS 15155:2020 | IS 8041:2026 | Rapid Hardening Portland Cement Specification Third Revision of IS 8041 | COMPONENT_PRODUCT |  | Product Specification | 66580 | Current | 2026
25777 | IS 15155:2020 | IS 9103:1999 | Concrete Admixtures -Specification (First Revision) | COMPONENT_PRODUCT |  | Product Specification | 16372 | Current | 1999
25778 | IS 458:2021 | IS 2324 (Part 2):1985 | Bonded Abrasive Grinding Wheels - Part 2 : Dimensions | REFERENCED_UNKNOWN |  |  |  | NOT_IN_INDEX
25778 | IS 458:2021 | IS 269:2013 | Ordinary Portland Cement, 33 Grade | REFERENCED_UNKNOWN |  |  | 111 | Outdated edition cited | 2015
25778 | IS 458:2021 | IS 3812 (Part 1) : 2013 | Pulverized fuel ash - Specification: Part 1 For use as pozzolana in cement, cement mortar and concrete (Third Revision) | COMPONENT_PRODUCT |  |  |  | NOT_IN_INDEX
25778 | IS 458:2021 | IS 12330:1988 | Specificatioon for Sulphate Resisting Portland Cement | COMPONENT_PRODUCT |  | Product Specification | 3643 | Draft/Formulation | 1988
25778 | IS 458:2021 | IS 1489 (Part 1):1991 | Specification for Portland pozzolana cement Part 1 Flyash based | COMPONENT_PRODUCT |  |  |  | NOT_IN_INDEX
25778 | IS 458:2021 | IS 1489 (Part 2):1991 | Specification for Portland-pozzolana cement Part 2 calcined clay based | COMPONENT_PRODUCT |  |  | 6876 | Outdated edition cited | 2015
25778 | IS 458:2021 | IS 1785 (Part 2):1983 | Specification for Plain Hard Drawn Steel Wire for Prestressed Concrete: Part 2 As-Drawn Wire (First Revision) | COMPONENT_PRODUCT |  | Product Specification | 8194 | Current | 1983
25778 | IS 458:2021 | IS 1786:2008 | High Strength Deformed Steel Bars and Wires for Concrete Reinforcement - Specification (Fourth Revision) | COMPONENT_PRODUCT |  | Product Specification | 8195 | Current | 2008
25778 | IS 458:2021 | IS 2062 (Part 1):2025 | Structural Steel - Part 1 - Hot Rolled Medium and High tensile Steel | COMPONENT_PRODUCT |  | Product Specification | 65763 | Current | 2025
25778 | IS 458:2021 | IS 3597:1998 | Concrete pipes - Methods of test | TEST_METHOD |  | Methods of tests | 10174 | Current | 1998
25778 | IS 458:2021 | IS 383:2016 | Coarse and Fine Aggregate for Concrete - Specification (Third Revision) | COMPONENT_PRODUCT |  | Product Specification | 10425 | Current | 2016
25778 | IS 458:2021 | IS 432 (Part 1):2026 | Specification for Mild Steel And Medium Tensile Steel Bars and Hard-Drawn Steel Wire for Concrete Reinforcement Part 1 Mild Steel and Medium Tensile Steel Bars Fourth Revision | COMPONENT_PRODUCT |  | Product Specification | 66954 | Current | 2026
25778 | IS 458:2021 | IS 432 (Part 2):1982 | Specification for Mild Steel and Medium Tensile Steel Bars and Hard-Drawn Steel Wire for Concrete Reinforcement: Part 2 Hard-Drawn Steel Wire (Third Revision) | COMPONENT_PRODUCT |  | Product Specification | 10951 | Current | 1982
25778 | IS 458:2021 | IS 455:1989 | Portland Slag Cement - Specification | COMPONENT_PRODUCT |  |  | 11238 | Outdated edition cited | 2015
25778 | IS 458:2021 | IS 456:2000 | Plain and reinforced concrete - Code of practice (Fourth Revision) | INSTALLATION_CODE |  | Code of Practice | 11249 | Current | 2000
25778 | IS 458:2021 | IS 4905:2015 | Random sampling and randomization procedures (First Revision) | TEST_METHOD |  | Others | 11627 | Current | 2015
25778 | IS 458:2021 | IS 516 (Part 2/Sec 3):2022 | Hardened Concrete - Methods of Test: Part 2 Properties of Hardened Concrete other than Strength: Section 3 Oxygen Permeability Index ( First Revision ) | TEST_METHOD |  | Methods of tests | 26923 | Current | 2022
25778 | IS 458:2021 | IS 5382:2025 | RUBBER SEALS JOINT RINGS FOR WATER SUPPLY DRAINAGE AND SEWERAGE PIPELINES SPECIFICATION FOR MATERIALS ( Third Revision ) | COMPONENT_PRODUCT |  | Product Specification | 33831 | Current | 2025
25778 | IS 458:2021 | IS 5816:1999 | Splitting tensile strength of concrete - Method of test (First Revision) | REFERENCED_UNKNOWN |  |  |  | NOT_IN_INDEX
25778 | IS 458:2021 | IS 7322:1985 | specials for steel cylinder reinforced concrete pipes | COMPONENT_PRODUCT |  | Product Specification | 14242 | Current | 1985
25778 | IS 458:2021 | IS 8041:2026 | Rapid Hardening Portland Cement Specification Third Revision of IS 8041 | COMPONENT_PRODUCT |  | Product Specification | 66580 | Current | 2026
25778 | IS 458:2021 | IS 8043:2026 | Hydrophobic Portland Cement Specification Third Revision of IS 8043 | COMPONENT_PRODUCT |  | Product Specification | 66581 | Current | 2026
25778 | IS 458:2021 | IS 9103:1999 | Concrete Admixtures -Specification (First Revision) | COMPONENT_PRODUCT |  | Product Specification | 16372 | Current | 1999
25778 | IS 458:2021 | IS 1785 (Part 1):1983 | Specification for Plain Hard - Drawn Steel Wire for Prestressed Concrete: Part 1 Cold Drawn Stress - Relieved Wire (Second Revision) | COMPONENT_PRODUCT |  | Product Specification | 18590 | Current | 1983
25856 | IS 4159:2021 | IS 302 (Part 1):2024 | Household and Similar Electrical Appliances — Safety Part 1 General Requirements (Seventh Revision) | SAFETY_STANDARD |  | Safety Standard | 31901 | Current | 2024
25856 | IS 4159:2021 | IS 1593:2026 | FUEL OILS - SPECIFICATION | COMPONENT_PRODUCT |  | Product Specification | 66226 | Current | 2026
25856 | IS 4159:2021 | IS 3400 (Part 6):2018 | Methods of Test for Vulcanized Rubbers Part 6 Determination of the Effect of Liquids (Fourth Revision) | TEST_METHOD |  |  |  | NOT_IN_INDEX
25856 | IS 4159:2021 | IS 3725:1966 | Specification for resistance wires, tapes and strips for heating flements | COMPONENT_PRODUCT |  | Product Specification | 10324 | Under Revision | 1966
25856 | IS 4159:2021 | IEC 60335 (Part 1):1991 |  | REFERENCED_UNKNOWN |  |  |  | NOT_IN_INDEX
25856 | IS 4159:2021 | IEC 60335 (Part 2/Sec 73):1994 |  | REFERENCED_UNKNOWN |  |  |  | NOT_IN_INDEX
25880 | IS 14697:2021 | IS 13360 (Part 6/Sec 3):2022 | PLASTICS METHOD OF TESTING PART 6 THERMAL PROPERTIES SECTION 3 DETERMINATION OF TEMPERATURE OF DEFLECTION UNDER LOAD GENERAL TEST METHOD | TEST_METHOD |  | Methods of tests | 28133 | Current | 2022
25880 | IS 14697:2021 | IS 11000 (Part 2/Sec 1):2018 | Fire hazard testing: Part 2 test methods: Sec 1 glow - Wire apparatus and common test procedure (Second Revision) | TEST_METHOD |  |  |  | NOT_IN_INDEX
25880 | IS 14697:2021 | IS 12032 (Part 1):1987 | Graphical symbols for diagrams in the field of electrotechnology: Part 1 general information | REFERENCED_UNKNOWN |  |  |  | NOT_IN_INDEX
25880 | IS 14697:2021 | IS 12032 (Part 11):1987 | Graphical symbols for diagrams in the field of electrotechnology: Part 11 architectural and topographical installation plan and diagrams | INSTALLATION_CODE |  |  |  | NOT_IN_INDEX
25880 | IS 14697:2021 | IS 12032 (Part 12):1994 | Graphical symbols for diagrams in the field of electrotechnology: Part 12 binary logic elements | REFERENCED_UNKNOWN |  |  |  | NOT_IN_INDEX
25880 | IS 14697:2021 | IS 12032 (Part 2):1987 | Graphical symbols for diagrams in the field of electrotechnology: Part 2 symbol elements, qualifying symbols and other symbols having general application | REFERENCED_UNKNOWN |  |  |  | NOT_IN_INDEX
25880 | IS 14697:2021 | IS 12032 (Part 3):1987 | Graphical symbols for diagrams in the field of electrotechnology: Part 3 conductors and connecting devices | REFERENCED_UNKNOWN |  |  |  | NOT_IN_INDEX
25880 | IS 14697:2021 | IS 12032 (Part 4):1987 | Graphical symbols for diagrams in the field of electrotechnology: Part 4 passive components | COMPONENT_PRODUCT |  |  |  | NOT_IN_INDEX
25880 | IS 14697:2021 | IS 12032 (Part 5):1993 | Graphical symbols for diagrams in the field of electrotechnology: Part 5 semiconductors and electron tubes | REFERENCED_UNKNOWN |  |  |  | NOT_IN_INDEX
25880 | IS 14697:2021 | IS 12032 (Part 6):1987 | Graphical symbols for diagrams in the field of electrotechnology: Part 6 production and conversion of electrical energy | COMPONENT_PRODUCT |  |  |  | NOT_IN_INDEX
25880 | IS 14697:2021 | IS 12032 (Part 7):1987 | Graphical symbols for diagrams in the field of electrotechnology: Part 7 switchgear, controlgear and protective devices | REFERENCED_UNKNOWN |  |  |  | NOT_IN_INDEX
25880 | IS 14697:2021 | IS 12032 (Part 8):1987 | Graphical symbols for diagrams in the field of electrotechnology: Part 8 measuring instruments, lamps and signalling devices | REFERENCED_UNKNOWN |  |  |  | NOT_IN_INDEX
25880 | IS 14697:2021 | IS 12032 (Part 9):1993 | Graphical symbols for diagrams in the field of electrotechnology: Part 9 telecommunications: switching and peripheral equipment | REFERENCED_UNKNOWN |  |  |  | NOT_IN_INDEX
25880 | IS 14697:2021 | IS 12346:1999 | Testing equipment for AC electrical energy meters (First Revision) | COMPONENT_PRODUCT |  | Product Specification | 3658 | Current | 1999
25880 | IS 14697:2021 | IS 12360:2026 | VOLTAGE BANDS FOR ELECTRICAL INSTALLATIONS INCLUDING PREFERRED VOLTAGE AND FREQUENCY | INSTALLATION_CODE |  | Code of Practice | 66217 | Current | 2026
25880 | IS 14697:2021 | IS 13360 (Part 6/Sec 17):2017 | Plastics - Methods of testing: Part 6 thermal properties section 17 determination of temperature of deflection under load - Plastics and ebonite (Second Revision) | TEST_METHOD |  | Methods of tests | 5302 | Current | 2017
25880 | IS 14697:2021 | IS 13779:2020 | ac STATIC WATTHOUR METERS CLASS 1 AND 2-Specefication | COMPONENT_PRODUCT |  | Product Specification | 25622 | Current | 2020
25880 | IS 14697:2021 | IS 1401:2008 | Protection of persons and equipment by enclosures - Probes for verification (Second Revision) | COMPONENT_PRODUCT |  | Product Specification | 5836 | Current | 2008
25880 | IS 14697:2021 | IS 14700 (Part 4/Sec 2):2018 | Electromagnetic compatibility (EMC): Part 4 testing and measurement techniques: Sec 2 electrostatic discharge immunity test (Second Revision) | TEST_METHOD |  | Methods of tests | 6643 | Current | 2018
25880 | IS 14697:2021 | IS 14700 (Part 4/Sec 4):2018 | Electromagnetic compatibility (EMC): Part 4 testing and measurement techniques: Sec 4 electrical fast transient / burst immunity test (Second Revision) | TEST_METHOD |  | Dimensions | 6646 | Current | 2018
25880 | IS 14697:2021 | IS 2071 (Part 1):2016 | High - Voltage test techniques: Part 1 general definitions and test requirements (Third Revision) | COMPONENT_PRODUCT |  | Product Specification | 8612 | Current | 2016
25880 | IS 14697:2021 | IS 4905:2015 | Random sampling and randomization procedures (First Revision) | TEST_METHOD |  | Others | 11627 | Current | 2015
25880 | IS 14697:2021 | IS 9000 (Part 7/Sec 1):2018 | Basic environmental testing procedures for electronic and electrical items: Part 7 impact test: Sec 1 shock (Test Ea) (Second Revision) | TEST_METHOD |  | Methods of tests | 16233 | Current | 2018
25880 | IS 14697:2021 | IS 9000 (Part 8):1981 | Basic environmental testing procedures for electronic and electrical items: Part 8 vibration (Sinusoidal) test | TEST_METHOD |  |  |  | NOT_IN_INDEX
25880 | IS 14697:2021 | IS 9000 (Part 2/Sec 1 to 4):1977 | Basic environmental testing procdures for electronic and electrical items: Part 2 cold test | TEST_METHOD |  |  |  | NOT_IN_INDEX
25880 | IS 14697:2021 | IS 9000 (Part 3/Sec 1 to 5):1977 | Basic environmental testing procedures for electronic and electrical items: Part 3 dry heat test | TEST_METHOD |  |  |  | NOT_IN_INDEX
25880 | IS 14697:2021 | IS 9000 (Part 5/Sec 1 AND 2):1981 | Basic environmental testing procedures for electronic and electrical items: Part 5 damp heat (Cyclic) test | TEST_METHOD |  |  |  | NOT_IN_INDEX
25880 | IS 14697:2021 | IS/IEC 60529:2001 | Degrees of protection provided by enclosures (IP Code) | INSTALLATION_CODE |  | Code of Practice | 20971 | Draft/Formulation | 2001
25880 | IS 14697:2021 | IS 12032 (Part 10):1991 | Graphical Symbols for Diagrams in the Field of Electrotechnology: Part 10 Telecommunications: Transmission | REFERENCED_UNKNOWN |  |  |  | NOT_IN_INDEX
25880 | IS 14697:2021 | IS 6873 (Part 2/Sec 1):2024 | Limits and Methods of Measurement of Radio Disturbance Characteristics PART 2 Electromagnetic Compatibility (EMC) - Requirements for Household Appliances, Electric Tools and Similar Apparatus Section 1 Emission ( Fourth Revision) | COMPONENT_PRODUCT |  | Product Specification | 31283 | Current | 2024
25880 | IS 14697:2021 | IS 14700 (Part 4/Sec 5):2019 | Electromagnetic compatibility (EMC): Part 4 testing and measurement techniques: Sec 5 surge immunity test (First Revision) | TEST_METHOD |  | Methods of tests | 21625 | Current | 2019
25880 | IS 14697:2021 | IS/CISPR 32 : 2015 | Electromagnetic Compatibility of Multimedia Equipment Emission Requirements | REFERENCED_UNKNOWN |  |  |  | NOT_IN_INDEX
25880 | IS 14697:2021 | IEC 62052 (Part-11):2003 | Electricity metering equipment (a.c.) — General requirements, tests and test conditions — Part 11 Metering equipment and its amendment 1 | REFERENCED_UNKNOWN |  |  |  | NOT_IN_INDEX
25880 | IS 14697:2021 | IEC 62053 (Part-22):2003 | Electricity metering equipment (a.c.) — Particular requirements – Part 22: Static meters for active energy (classes 0.2S and 0.5S)’ and its amendment 1 | REFERENCED_UNKNOWN |  |  |  | NOT_IN_INDEX
25880 | IS 14697:2021 | IEC 60068 (Part-2) (Sec-75):2014 | Environmental testing — Part 2-75: Tests — Test Eh: Hammer tests | TEST_METHOD |  |  |  | NOT_IN_INDEX
25880 | IS 14697:2021 | IEC 61000 (Part-4) (Sec-20):2010 | Electromagnetic compatibility (EMC) — Part 4-20: Testing and measurement techniques — Emission and immunity testing in transverse electromagnetic (TEM) waveguides | TEST_METHOD |  |  |  | NOT_IN_INDEX
25898 | IS 4985:2021 | IS 10148:2023 | Positive list of constituents of polyvinyl chloride (pvc) and its copolymers in contact with foodstuffs, pharmaceuticals and drinking water (First Revision) | SAFETY_STANDARD |  | Safety Standard | 28276 | Current | 2023
25898 | IS 4985:2021 | IS 10151:2019 | Polyvinyl chloride (pvc) and its copolymers for its safe use in contact with foodstuffs, pharmaceuticals and drinking water - Specification (First Revision) | COMPONENT_PRODUCT |  | Product Specification | 928 | Current | 2019
25898 | IS 4985:2021 | IS 12231:1987 | Specification for Unplasticized PVC Pipes for Use in Suction and Delivery Lines of Agricultural Pump Sets | COMPONENT_PRODUCT |  | Product Specification | 3507 | Draft/Formulation | 1987
25898 | IS 4985:2021 | IS 12235 (Part 1 to 19):2004 | Thermoplastics Pipes and Fittings - Methods of Test (First Revision) | TEST_METHOD |  | Methods of tests | 3518 | Current | 2004
25898 | IS 4985:2021 | IS 12818:2010 | Unplasticized Polyvinyl Chloride (PVC-U) Screen and Casing Pipes for Bore/Tubewells - Specification (Second Revision) | COMPONENT_PRODUCT |  | Product Specification | 4270 | Current | 2010
25898 | IS 4985:2021 | IS 4669:2026 | METHODS OF TEST — POLYVINYL CHLORIDE RESINS (First Revision) | TEST_METHOD |  | Methods of Tests | 66232 | Current | 2026
25898 | IS 4985:2021 | IS 4905:2015 | Random sampling and randomization procedures (First Revision) | TEST_METHOD |  | Others | 11627 | Current | 2015
25898 | IS 4985:2021 | IS 5382:2025 | RUBBER SEALS JOINT RINGS FOR WATER SUPPLY DRAINAGE AND SEWERAGE PIPELINES SPECIFICATION FOR MATERIALS ( Third Revision ) | COMPONENT_PRODUCT |  | Product Specification | 33831 | Current | 2025
26446 | IS 1248 (Part 1):2021 | IS 1248 (Part 9):2021 | Direct Acting Indicating Analogue Electrical Measuring Instruments and their Accessories Part 9 Recommended Test Methods (Fourth Revision) | TEST_METHOD |  | Methods of tests | 26501 | Current | 2021
26446 | IS 1248 (Part 1):2021 | IS 13736 (Part 3/Sec 3):1993 | Classification of environmental conditions: Part 3 classification of groups of environmental parameters and their severities: Sec 3 stationary use at weatherprotected locations | REFERENCED_UNKNOWN |  |  |  | NOT_IN_INDEX
26446 | IS 1248 (Part 1):2021 | IS 9176:2018 | Electrical and electronic measurement equipment - Expression of performance (Second Revision) | INSTALLATION_CODE |  | Code of Practice | 16478 | Current | 2018
26446 | IS 1248 (Part 1):2021 | IS 13736 (Part 3/Sec 7):1993 | Classification of environmental conditions: Part 3 classification of groups of environmental parameters and their severities: Sec 7 portABle and non - Stationary use | REFERENCED_UNKNOWN |  |  |  | NOT_IN_INDEX
26446 | IS 1248 (Part 1):2021 | IS/IEC 60529:2001 | Degrees of protection provided by enclosures (IP Code) | INSTALLATION_CODE |  | Code of Practice | 20971 | Draft/Formulation | 2001
26446 | IS 1248 (Part 1):2021 | IS/IEC 61010 (Part 1):2010 | Safety requirements for electrical equipment for measurement, control, and laboratory use Part 1 General requirements | TEST_METHOD |  |  |  | NOT_IN_INDEX
26446 | IS 1248 (Part 1):2021 | IEC 61010 (Part-2) (Sec-030):2010 | Safety requirements for electrical equipment for measurement, control, and laboratory use — Part 2-030: Particular requirements for testing and measuring circuits | TEST_METHOD |  |  |  | NOT_IN_INDEX
26446 | IS 1248 (Part 1):2021 | IEC 61326 (Part-1):2012 | Electrical equipment for measurement, control and laboratory use — EMC requirements — Part 1: General requirements | TEST_METHOD |  |  |  | NOT_IN_INDEX
26446 | IS 1248 (Part 1):2021 | IEC 61326 (Part-2) (Sec-1):2012 | Electrical equipment for measurement, control and laboratory use — EMC requirements — Part 2-1: Particular requirements — Test configurations, operational conditions and performance criteria for sensi | TEST_METHOD |  |  |  | NOT_IN_INDEX
26446 | IS 1248 (Part 1):2021 | ISO 780:1997 | Packaging — Pictorial marking for handling of goods | REFERENCED_UNKNOWN |  |  |  | NOT_IN_INDEX
26447 | IS 1248 (Part 2):2021 | IS 1248 (Part 1):2021 | Direct Acting Indicating Analogue Electrical Measuring Instruments and their Accessories Part 1 Definitions and General Requirements ( Fifth Revision ) | COMPONENT_PRODUCT |  | Product Specification | 26446 | Current | 2021
26447 | IS 1248 (Part 2):2021 | IS 1248 (Part 9):2021 | Direct Acting Indicating Analogue Electrical Measuring Instruments and their Accessories Part 9 Recommended Test Methods (Fourth Revision) | TEST_METHOD |  | Methods of tests | 26501 | Current | 2021
26447 | IS 1248 (Part 2):2021 | IS 16227 (Part 2):2016 | Instrument transformers: Part 2 additional requirements for current transformers | COMPONENT_PRODUCT |  | Product Specification | 22229 | Draft/Formulation | 2016
26448 | IS 1248 (Part 3):2021 | IS 1248 (Part 1):2021 | Direct Acting Indicating Analogue Electrical Measuring Instruments and their Accessories Part 1 Definitions and General Requirements ( Fifth Revision ) | COMPONENT_PRODUCT |  | Product Specification | 26446 | Current | 2021
26448 | IS 1248 (Part 3):2021 | IS 1248 (Part 2):2021 | Direct Acting Indicating Analogue Electrical Measuring Instruments and their Accessories Part 2 Special Requirements for Ammeters and Voltmeters ( Fourth Revision ) | COMPONENT_PRODUCT |  | Product Specification | 26447 | Current | 2021
26449 | IS 1248 (Part 5):2021 | IS 1248 (Part 1):2021 | Direct Acting Indicating Analogue Electrical Measuring Instruments and their Accessories Part 1 Definitions and General Requirements ( Fifth Revision ) | COMPONENT_PRODUCT |  | Product Specification | 26446 | Current | 2021
26450 | IS 1248 (Part 6):2021 | IS 1248 (Part 1):2021 | Direct Acting Indicating Analogue Electrical Measuring Instruments and their Accessories Part 1 Definitions and General Requirements ( Fifth Revision ) | COMPONENT_PRODUCT |  | Product Specification | 26446 | Current | 2021
26451 | IS 1248 (Part 7):2021 | IS 1248 (Part 1):2021 | Direct Acting Indicating Analogue Electrical Measuring Instruments and their Accessories Part 1 Definitions and General Requirements ( Fifth Revision ) | COMPONENT_PRODUCT |  | Product Specification | 26446 | Current | 2021
26452 | IS 1248 (Part 8):2021 | IS 1248 (Part 1):2021 | Direct Acting Indicating Analogue Electrical Measuring Instruments and their Accessories Part 1 Definitions and General Requirements ( Fifth Revision ) | COMPONENT_PRODUCT |  | Product Specification | 26446 | Current | 2021
26550 | IS 1248 (Part 4):2021 | IS 1248 (Part 1):2021 | Direct Acting Indicating Analogue Electrical Measuring Instruments and their Accessories Part 1 Definitions and General Requirements ( Fifth Revision ) | COMPONENT_PRODUCT |  | Product Specification | 26446 | Current | 2021
26550 | IS 1248 (Part 4):2021 | IS 1248 (Part 9):2021 | Direct Acting Indicating Analogue Electrical Measuring Instruments and their Accessories Part 9 Recommended Test Methods (Fourth Revision) | TEST_METHOD |  | Methods of tests | 26501 | Current | 2021
26838 | IS 2556 (Part 8):2021 | IS 2556 (Part 1):2021 | Vitreous China sanitary appliances - Specification: Part 1 General requirements (fourth revision) | COMPONENT_PRODUCT |  | Product Specification | 26842 | Current | 2021
26838 | IS 2556 (Part 8):2021 | IS 7231:2021 | Plastic flushing cisterns for water closets and urinals - Specification (third revision) | COMPONENT_PRODUCT |  | Product Specification | 26843 | Current | 2021
26838 | IS 2556 (Part 8):2021 | IS 774:2021 | Ceramic (Vitreous China) flushing cisterns for water closets and urinals - Specification (sixth revision) | COMPONENT_PRODUCT |  | Product Specification | 26841 | Current | 2021
26838 | IS 2556 (Part 8):2021 | IS 7826:2026 | GINGER OLEORESIN – SPECIFICATION | COMPONENT_PRODUCT |  | Product Specification | 66086 | Current | 2026
26838 | IS 2556 (Part 8):2021 | IS 9140:1996 | Methods for sampling of vitreous and fire clay sanitary appliances (Second Revision) | TEST_METHOD |  | Methods of tests | 16409 | Current | 1996
26838 | IS 2556 (Part 8):2021 | SP 7:2026 | National Building Construction Standards 2026 | REFERENCED_UNKNOWN |  | Others | 66889 | Current | 2026
26841 | IS 774:2021 | IS 12234:2021 | Plastic equilibrium float valves for cold water services - Specification (first revision) | COMPONENT_PRODUCT |  | Product Specification | 26850 | Current | 2021
26841 | IS 774:2021 | IS 13049:1991 | Diaphragm type (plastic body) float operated valves for cold water services - Specification | COMPONENT_PRODUCT |  | Product Specification | 4544 | Draft/Formulation | 1991
26841 | IS 774:2021 | IS 1703:2000 | Water fittings - copper alloy float valves (horizontal plunger type) - Specification (fourth revision) | COMPONENT_PRODUCT |  | Product Specification | 8119 | Current | 2000
26841 | IS 774:2021 | IS 2556 (Part 1):2021 | Vitreous China sanitary appliances - Specification: Part 1 General requirements (fourth revision) | COMPONENT_PRODUCT |  | Product Specification | 26842 | Current | 2021
26841 | IS 774:2021 | IS 2556 (Part 8):2021 | Vitreous China sanitary appliances - Specification: Part 8 Specific requirements of close coupled and one-piece, pedestal washdown and syphonic water closets (sixth revision) | COMPONENT_PRODUCT |  | Product Specification | 26838 | Current | 2021
26841 | IS 774:2021 | IS 4905:2015 | Random sampling and randomization procedures (First Revision) | TEST_METHOD |  | Others | 11627 | Current | 2015
26841 | IS 774:2021 | IS 4984:1995 | high density polyethylene pipes for potable water supplies | REFERENCED_UNKNOWN |  |  | 11694 | Outdated edition cited | 2016
26841 | IS 774:2021 | IS 4985:2021 | Unplasticized PVC Pipes for Potable Water Supplies - Specification (Fourth Revision) | COMPONENT_PRODUCT |  | Product Specification | 25898 | Current | 2021
26841 | IS 774:2021 | IS 7231:2021 | Plastic flushing cisterns for water closets and urinals - Specification (third revision) | COMPONENT_PRODUCT |  | Product Specification | 26843 | Current | 2021
26841 | IS 774:2021 | IS 9762:1994 | Specification for polyethylene floats (Spherical) for float valves (first revision) | COMPONENT_PRODUCT |  | Product Specification | 17181 | Current | 1994
26841 | IS 774:2021 | IS 17585:2021 | Beta (Outflow) valves for gravity type flushing cisterns - Specification | COMPONENT_PRODUCT |  | Product Specification | 26532 | Draft/Formulation | 2021
26842 | IS 2556 (Part 1):2021 | IS 2781:2020 | Glossary of Terms Relating to Ceramicware ( Third Revision ) | TERMINOLOGY |  | Terminology | 9311 | Current | 2020
26843 | IS 7231:2021 | IS 11246:1992 | Glass fibre reinforced polyester resin (GRP) squatting pans - Specification (First Revision) | COMPONENT_PRODUCT |  | Product Specification | 2301 | Current | 1992
26843 | IS 7231:2021 | IS 12234:2021 | Plastic equilibrium float valves for cold water services - Specification (first revision) | COMPONENT_PRODUCT |  | Product Specification | 26850 | Current | 2021
26843 | IS 7231:2021 | IS 12235 (Part 1 to 19):2004 | Thermoplastics Pipes and Fittings - Methods of Test (First Revision) | TEST_METHOD |  | Methods of tests | 3518 | Current | 2004
26843 | IS 7231:2021 | IS 13049:1991 | Diaphragm type (plastic body) float operated valves for cold water services - Specification | COMPONENT_PRODUCT |  | Product Specification | 4544 | Draft/Formulation | 1991
26843 | IS 7231:2021 | IS 2267 (Part 1):2024 | Polystyrene (ps) moulding and extrusion materials : Part 1 designation system and basis for specification (Third Revision) | COMPONENT_PRODUCT |  | Product Specification | 30878 | Current | 2024
26843 | IS 7231:2021 | IS 2556 (Part 8):2021 | Vitreous China sanitary appliances - Specification: Part 8 Specific requirements of close coupled and one-piece, pedestal washdown and syphonic water closets (sixth revision) | COMPONENT_PRODUCT |  | Product Specification | 26838 | Current | 2021
26843 | IS 7231:2021 | IS 4905:2015 | Random sampling and randomization procedures (First Revision) | TEST_METHOD |  | Others | 11627 | Current | 2015
26843 | IS 7231:2021 | IS 4984:1995 | high density polyethylene pipes for potable water supplies | REFERENCED_UNKNOWN |  |  | 11694 | Outdated edition cited | 2016
26843 | IS 7231:2021 | IS 4985:2021 | Unplasticized PVC Pipes for Potable Water Supplies - Specification (Fourth Revision) | COMPONENT_PRODUCT |  | Product Specification | 25898 | Current | 2021
26843 | IS 7231:2021 | IS 7328:2026 | POLYETHYLENE PE MATERIAL FOR MOULDING AND EXTRUSION SPECIFICATION Third Revision | COMPONENT_PRODUCT |  | Product Specification | 67117 | Current | 2026
26843 | IS 7231:2021 | IS 774:2021 | Ceramic (Vitreous China) flushing cisterns for water closets and urinals - Specification (sixth revision) | COMPONENT_PRODUCT |  | Product Specification | 26841 | Current | 2021
26843 | IS 7231:2021 | IS 9120:2025 | Planning, Layout and Design of Cavities in Underground Hydroelectric Power Stations - Guidelines (First Revision) | REFERENCED_UNKNOWN |  | Others | 33782 | Current | 2025
26843 | IS 7231:2021 | IS 9762:1994 | Specification for polyethylene floats (Spherical) for float valves (first revision) | COMPONENT_PRODUCT |  | Product Specification | 17181 | Current | 1994
26851 | IS 2556 (Part 6):2021 | IS 2556 (Part 1):2021 | Vitreous China sanitary appliances - Specification: Part 1 General requirements (fourth revision) | COMPONENT_PRODUCT |  | Product Specification | 26842 | Current | 2021
26851 | IS 2556 (Part 6):2021 | IS 7231:2021 | Plastic flushing cisterns for water closets and urinals - Specification (third revision) | COMPONENT_PRODUCT |  | Product Specification | 26843 | Current | 2021
26851 | IS 2556 (Part 6):2021 | IS 774:2021 | Ceramic (Vitreous China) flushing cisterns for water closets and urinals - Specification (sixth revision) | COMPONENT_PRODUCT |  | Product Specification | 26841 | Current | 2021
26851 | IS 2556 (Part 6):2021 | IS 7826:2026 | GINGER OLEORESIN – SPECIFICATION | COMPONENT_PRODUCT |  | Product Specification | 66086 | Current | 2026
26851 | IS 2556 (Part 6):2021 | IS 9140:1996 | Methods for sampling of vitreous and fire clay sanitary appliances (Second Revision) | TEST_METHOD |  | Methods of tests | 16409 | Current | 1996
26851 | IS 2556 (Part 6):2021 | SP 7:2026 | National Building Construction Standards 2026 | REFERENCED_UNKNOWN |  | Others | 66889 | Current | 2026
27005 | IS 12871:2022 | ISO 10251:2006 |  | REFERENCED_UNKNOWN |  |  |  | NOT_IN_INDEX
27005 | IS 12871:2022 | ISO 12744:2006 |  | REFERENCED_UNKNOWN |  |  |  | NOT_IN_INDEX
27005 | IS 12871:2022 | ISO 13292:2006 |  | REFERENCED_UNKNOWN |  |  |  | NOT_IN_INDEX
27288 | IS 3036:2022 | IS 1344:1981 | Specification for Calcined Clay Pozzolana (Second Revision) | COMPONENT_PRODUCT |  | Product Specification | 5080 | Current | 1981
27288 | IS 3036:2022 | IS 1635:1992 | Field Slaking of Building Lime and Preparation of Putty - Code of practice (Second Revision) | INSTALLATION_CODE |  | Code of Practice | 8069 | Current | 1992
27288 | IS 3036:2022 | IS 2250:1981 | Preparation and use of masonry mortars - Code of practice (First Revision) | INSTALLATION_CODE |  | Code of Practice | 8766 | Current | 1981
27288 | IS 3036:2022 | IS 2541:1991 | Preparation and use of lime concrete - Code of practice (Second Revision) | INSTALLATION_CODE |  | Code of Practice | 9051 | Current | 1991
27288 | IS 3036:2022 | IS 2690 (Part 1):2023 | BURNT CLAY FLAT TERRACING TILES - SPECIFICATION: PART 1 MACHINE MADE (Third Revision) | COMPONENT_PRODUCT |  | Product Specification | 28447 | Current | 2023
27288 | IS 3036:2022 | IS 2690 (Part 2):2023 | BURNT CLAY FLAT TERRACING TILES - SPECIFICATION: PART 2 HAND MADE (Third Revision) | COMPONENT_PRODUCT |  | Product Specification | 28448 | Current | 2023
27288 | IS 3036:2022 | IS 3068:1986 | Broken brick (burnt clay) coarse aggregates for use in lime concrete - Specification (Second Revision) | COMPONENT_PRODUCT |  | Product Specification | 9640 | Current | 1986
27288 | IS 3036:2022 | IS 383:2016 | Coarse and Fine Aggregate for Concrete - Specification (Third Revision) | COMPONENT_PRODUCT |  | Product Specification | 10425 | Current | 2016
27288 | IS 3036:2022 | IS 4098:1983 | Specification for lime - Pozzolana mixture (First Revision) | COMPONENT_PRODUCT |  | Product Specification | 10731 | Current | 1983
27288 | IS 3036:2022 | IS 456:2000 | Plain and reinforced concrete - Code of practice (Fourth Revision) | INSTALLATION_CODE |  | Code of Practice | 11249 | Current | 2000
27288 | IS 3036:2022 | IS 712:1984 | Specification for building limes (Third Revision) | COMPONENT_PRODUCT |  | Product Specification | 14039 | Current | 1984
27288 | IS 3036:2022 | IS 9103:1999 | Concrete Admixtures -Specification (First Revision) | COMPONENT_PRODUCT |  | Product Specification | 16372 | Current | 1999
27288 | IS 3036:2022 | IS 3067:1988 | Code of practice for general design details and preparatory work for damp-proofing and water-proofing of buildings (First Revision) | INSTALLATION_CODE |  | Code of Practice | 17790 | Current | 1988
27460 | IS 3600 (Part 1):2022 | IS 1608 (Part 1):2022 | Metallic materials - Tensile testing - Part 1 : Method of test at room temperature ( Fifth Revision) | TEST_METHOD |  | Methods of tests | 26998 | Current | 2022
27507 | IS 14268:2022 | IS 1387:1993 | General requirements for the supply of metallurgical materials (Second Revision) | COMPONENT_PRODUCT |  | Others | 5659 | Current | 1993
27507 | IS 14268:2022 | IS 1956 (Part 1):1976 | Glossary of terms relating to iron and steel: Part 1 general metallurgy, heat treatment and testing (First Revision) | TERMINOLOGY |  | Terminology | 8463 | Current | 1976
27507 | IS 14268:2022 | IS 1956 (Part 2):2018 | Glossary of terms relating to iron and steel: Part 2 steel making (Second Revision) | TERMINOLOGY |  | Terminology | 8464 | Current | 2018
27507 | IS 14268:2022 | IS 1956 (Part 5):1976 | Glossary of terms relating to iron and steel: Part V bright steel bar and steel wire (First Revision) | TERMINOLOGY |  |  |  | NOT_IN_INDEX
27507 | IS 14268:2022 | IS 2:2022 | RULES FOR ROUNDING OFF NUMERICAL VALUES (Second Revision) | INSTALLATION_CODE |  | Code of Practice | 27256 | Current | 2022
27507 | IS 14268:2022 | IS 7904:1995 | High Carbon Steel Wire Rods | REFERENCED_UNKNOWN |  |  | 14950 | Outdated edition cited | 2018
27507 | IS 14268:2022 | IS 1956 (Part 3):2019 | Glossary of terms relating to iron and steel: Part 3 long products (Including Bars, Rods, Sections And Wires) (Second Revision) | TERMINOLOGY |  | Terminology | 18667 | Current | 2019
27507 | IS 14268:2022 | IS 1608 (Part 1):2022 | Metallic materials - Tensile testing - Part 1 : Method of test at room temperature ( Fifth Revision) | TEST_METHOD |  | Methods of tests | 26998 | Current | 2022
27579 | IS/IEC 62275:2018 | IS 8504 (Part 5/Sec 1):2012 | Electrical Insulating Materials -Thermal Endurance Properties -Part 5 Ageing Ovens : Section 1 Single-chamber Ovens | COMPONENT_PRODUCT |  | Product Specification | 571 | Draft/Formulation | 2012
27579 | IS/IEC 62275:2018 | ISO 4892 (Part 2):2013 |  | REFERENCED_UNKNOWN |  |  |  | NOT_IN_INDEX
27579 | IS/IEC 62275:2018 | ISO 9227:2017 |  | REFERENCED_UNKNOWN |  |  |  | NOT_IN_INDEX
27579 | IS/IEC 62275:2018 | IEC 60068 (Part 2/Sec 6):2007 |  | REFERENCED_UNKNOWN |  |  |  | NOT_IN_INDEX
27579 | IS/IEC 62275:2018 | IEC 60695 (Part 11/Sec 5):2016 |  | REFERENCED_UNKNOWN |  |  |  | NOT_IN_INDEX
27579 | IS/IEC 62275:2018 | IEC 60216 (Part 4/Sec 1):2006 |  | REFERENCED_UNKNOWN |  |  |  | NOT_IN_INDEX
27603 | IS 14763:2022 | IS 2334:2001 | ISO general purpose metric screw threads - Gauges and gauging (Second Revision) | COMPONENT_PRODUCT |  | Product Specification | 8863 | Current | 2001
27603 | IS 14763:2022 | IS 4218 (Part 1):2025 | ISO general purpose metric screw threads : Part 1 Basic and design profile (third revision) | REFERENCED_UNKNOWN |  | Others | 33566 | Current | 2025
27603 | IS 14763:2022 | ISO 68 (Part 1):1998 |  | REFERENCED_UNKNOWN |  |  |  | NOT_IN_INDEX
27603 | IS 14763:2022 | ISO 965 (Part 1):1998 |  | REFERENCED_UNKNOWN |  |  |  | NOT_IN_INDEX
27603 | IS 14763:2022 | ISO 1502:1996 |  | REFERENCED_UNKNOWN |  |  |  | NOT_IN_INDEX
27661 | IS 11169 (Part 1):2022 | IS 1500 (Part 1):2019 | Metallic materials - Brinell hardness test: Part 1 test method (Fifth Revision) | TEST_METHOD |  | Methods of tests | 339 | Current | 2019
27661 | IS 11169 (Part 1):2022 | IS 1501 (Part 1):2025 | Metallic materials Vickers hardness test Part 1: Test method (Sixth Revision) | TEST_METHOD |  | Methods of tests | 33453 | Current | 2025
27661 | IS 11169 (Part 1):2022 | IS 13015:1991 | Steel products - Macroetch testing, inspection and rating - Specification | TEST_METHOD |  |  |  | NOT_IN_INDEX
27661 | IS 11169 (Part 1):2022 | IS 13190:1991 | Recommended practice for eddy current examination by rotating probe method of round steel bars | INSTALLATION_CODE |  | Code of Practice | 4718 | Draft/Formulation | 1991
27661 | IS 11169 (Part 1):2022 | IS 1762 (Part 1):1974 | Code for designation of steels: Part 1 based on letter symbols (First Revision) | INSTALLATION_CODE |  | Code of Practice | 8171 | Current | 1974
27661 | IS 11169 (Part 1):2022 | IS 1956 (Part 1):1976 | Glossary of terms relating to iron and steel: Part 1 general metallurgy, heat treatment and testing (First Revision) | TERMINOLOGY |  | Terminology | 8463 | Current | 1976
27661 | IS 11169 (Part 1):2022 | IS 1956 (Part 2):2018 | Glossary of terms relating to iron and steel: Part 2 steel making (Second Revision) | TERMINOLOGY |  | Terminology | 8464 | Current | 2018
27661 | IS 11169 (Part 1):2022 | IS 228 (Part 1):2025 | Methods for Chemical Analysis of Steels Part 1 Determination of Carbon by Volumetric Method (For Carbon 0.05 to 2.50 Percent) (Fourth Revision) | TEST_METHOD |  | Methods of tests | 33071 | Current | 2025
27661 | IS 11169 (Part 1):2022 | IS 3703:2023 | Recommended practice for magnetic particle flaw detection Third Revision | TEST_METHOD |  | Methods of tests | 28661 | Current | 2023
27661 | IS 11169 (Part 1):2022 | IS 3711:2020 | Steel and Steel Products — Location and Preparation of Samples and Test Pieces for Mechanical Testing ( Third Revision ) | TEST_METHOD |  | Methods of tests | 10312 | Current | 2020
27661 | IS 11169 (Part 1):2022 | IS 3739:1987 | Dimensional tolerances for carbon and alloy constructional steel ( First revision ) | REFERENCED_UNKNOWN |  | Dimensions | 10334 | Current | 1987
27661 | IS 11169 (Part 1):2022 | IS 3848:2024 | Steel — Hardenability Test by End Quenching (Jominy Test) (Second Revision) | TEST_METHOD |  | Methods of tests | 30838 | Current | 2024
27661 | IS 11169 (Part 1):2022 | IS 6396:2023 | Steels - Determination of the depth of decarburization (Third Revision) | TEST_METHOD |  | Methods of tests | 30135 | Current | 2023
27661 | IS 11169 (Part 1):2022 | IS 1956 (Part 3):2019 | Glossary of terms relating to iron and steel: Part 3 long products (Including Bars, Rods, Sections And Wires) (Second Revision) | TERMINOLOGY |  | Terminology | 18667 | Current | 2019
27661 | IS 11169 (Part 1):2022 | IS/ISO 14284:2022 | Steel and Iron - Sampling and preparation of samples for the determination of chemical composition (First Revision) | TEST_METHOD |  | Methods of tests | 33367 | Current | 2022
27661 | IS 11169 (Part 1):2022 | IS 1586 (Part 1):2025 | Metallic materials Rockwell hardness testPart 1: Test method (Sixth Revision) | TEST_METHOD |  | Methods of tests | 33732 | Current | 2025
27661 | IS 11169 (Part 1):2022 | IS 7071:2021 | Fibre ropes Determination of certain physical and mechanical properties | TEST_METHOD |  | Methods of tests | 26494 | Draft/Formulation | 2021
27661 | IS 11169 (Part 1):2022 | IS 3495 (Part 6):2022 | Methods of tests of burnt clay building bricks: Part 6 Determination of modulus of rupture | TEST_METHOD |  | Methods of tests | 27523 | Draft/Formulation | 2022
27661 | IS 11169 (Part 1):2022 | IS 18215:2023 | Stainless Steel Neti Pot Specification | COMPONENT_PRODUCT |  | Product Specification | 28918 | Draft/Formulation | 2023
27661 | IS 11169 (Part 1):2022 | IS 17895:2023 | Dentistry Vocabulary | TERMINOLOGY |  | Terminology | 29638 | Draft/Formulation | 2023
27661 | IS 11169 (Part 1):2022 | IS/ISO 22384:2020 | Security and resilience Authenticity integrity and trust for products and documents Guidelines to establish and monitor a protection plan and its implementation | SAFETY_STANDARD |  | System Standard | 29685 | Draft/Formulation | 2020
27711 | IS 15756:2022 | IS 1828 (Part 1):2022 | METALLIC MATERIALS - CALIBRATION AND VERIFICATION OF STATIC UNIAXIAL TESTING MACHINES - PART 1: TENSION/COMPRESSION TESTING MACHINES - CALIBRATION AND VERIFICATION OF THE FORCE-MEASURING SYSTEM | TEST_METHOD |  | Methods of tests | 27000 | Current | 2022
27711 | IS 15756:2022 | IS 1608 (Part 1):2022 | Metallic materials - Tensile testing - Part 1 : Method of test at room temperature ( Fifth Revision) | TEST_METHOD |  | Methods of tests | 26998 | Current | 2022
27711 | IS 15756:2022 | IS 17570 (Part 3):2021 | Air Filters for general ventilation Part 3 Determination of the gravimetric efficiency and the air flow resistance versus the mass of test dust captured | TEST_METHOD |  | Methods of tests | 26011 | Draft/Formulation | 2021
27711 | IS 15756:2022 | IS 15503 (Part 3):2023 | Graphical symbols Test methods Part 3 : Method for testing symbol referent association | TEST_METHOD |  | Methods of tests | 28930 | Draft/Formulation | 2023
27711 | IS 15756:2022 | ISO 6892:1984 |  | REFERENCED_UNKNOWN |  |  |  | NOT_IN_INDEX
27711 | IS 15756:2022 | ISO 7500 (Part 1):1988 |  | REFERENCED_UNKNOWN |  |  |  | NOT_IN_INDEX
27711 | IS 15756:2022 | ISO 9513:1989 |  | REFERENCED_UNKNOWN |  |  |  | NOT_IN_INDEX
27711 | IS 15756:2022 | ISO 10113:1991 |  | REFERENCED_UNKNOWN |  |  |  | NOT_IN_INDEX
27813 | IS 2095 (Part 2):2022 | IS 1288:1982 | Methods of test for mineral gypsum (Second Revision) | TEST_METHOD |  | Methods of tests | 4347 | Current | 1982
27813 | IS 2095 (Part 2):2022 | IS 2095 (Part 1):2023 | Gypsum Plaster Boards - Specification: Part 1 Plain Gypsum Plaster Boards (Fourth Revision) | COMPONENT_PRODUCT |  | Product Specification | 29299 | Current | 2023
27813 | IS 2095 (Part 2):2022 | IS 2095 (Part 3):2022 | Gypsum Plaster Boards — Specification Part 3 Reinforced Gypsum Plaster Boards and Ceiling Tiles ( Fourth Revision ) | COMPONENT_PRODUCT |  | Product Specification | 27814 | Current | 2022
27813 | IS 2095 (Part 2):2022 | IS 2469:2023 | Gypsum - Glossary of Terms (Second Revision) | TERMINOLOGY |  | Terminology | 29436 | Current | 2023
27813 | IS 2095 (Part 2):2022 | IS 2720 (Part 26):1987 | Method of test for soils: Part 26 determination of pH value (Second Revision) | TEST_METHOD |  | Methods of tests | 9245 | Current | 1987
27813 | IS 2095 (Part 2):2022 | IS 4905:2015 | Random sampling and randomization procedures (First Revision) | TEST_METHOD |  | Others | 11627 | Current | 2015
27813 | IS 2095 (Part 2):2022 | IS 8272:1984 | Specification for gypsum plaster for use in the manufacture of fibrous plaster boards (First Revision) | COMPONENT_PRODUCT |  | Product Specification | 15436 | Current | 1984
27813 | IS 2095 (Part 2):2022 | IS/ISO 834 (Part 4):2000 | Fire-Resistance Tests Elements of Building Construction Part 4 Specific Requirements for Load Bearing Vertical Separating Elements | TEST_METHOD |  | Methods of tests | 21911 | Draft/Formulation | 2000
27814 | IS 2095 (Part 3):2022 | IS 1288:1982 | Methods of test for mineral gypsum (Second Revision) | TEST_METHOD |  | Methods of tests | 4347 | Current | 1982
27814 | IS 2095 (Part 3):2022 | IS 13360 (Part 5/Sec 5/Sub-Sec 1):2025 | PLASTICS — METHODS OF TESTING PART 5 MECHANICAL PROPERTIES SECTION 5 DETERMINATION OF CHARPY IMPACT PROPERTIES SUBSEC 1 NON-INSTRUMENTED IMPACT TEST (Second Revision) | TEST_METHOD |  | Methods of Tests | 66731 | Current | 2025
27814 | IS 2095 (Part 3):2022 | IS 2095 (Part 1):2023 | Gypsum Plaster Boards - Specification: Part 1 Plain Gypsum Plaster Boards (Fourth Revision) | COMPONENT_PRODUCT |  | Product Specification | 29299 | Current | 2023
27814 | IS 2095 (Part 3):2022 | IS 2469:2023 | Gypsum - Glossary of Terms (Second Revision) | TERMINOLOGY |  | Terminology | 29436 | Current | 2023
27814 | IS 2095 (Part 3):2022 | IS 2720 (Part 26):1987 | Method of test for soils: Part 26 determination of pH value (Second Revision) | TEST_METHOD |  | Methods of tests | 9245 | Current | 1987
27814 | IS 2095 (Part 3):2022 | IS 4905:2015 | Random sampling and randomization procedures (First Revision) | TEST_METHOD |  | Others | 11627 | Current | 2015
27814 | IS 2095 (Part 3):2022 | IS 8272:1984 | Specification for gypsum plaster for use in the manufacture of fibrous plaster boards (First Revision) | COMPONENT_PRODUCT |  | Product Specification | 15436 | Current | 1984
27814 | IS 2095 (Part 3):2022 | IS 2542 (Part 2/Sec 1 to 8):1981 | Methods of test for gypsum plaster, concrete and products: Part 2 gypsum products (First Revision) | TEST_METHOD |  | Methods of tests | 18897 | Current | 1981
27815 | IS 2191 (Part 2):2022 | IS 16015:2022 | Mortise locks and latches (Mechanically Operated) - Specification (first revision) | COMPONENT_PRODUCT |  | Product Specification | 27839 | Current | 2022
27815 | IS 2191 (Part 2):2022 | IS 10428:2022 | Windows and Pedestrian Doors Vocabulary | TERMINOLOGY |  | Terminology | 27746 | Current | 2022
27815 | IS 2191 (Part 2):2022 | IS 12406:2025 | Medium Density Fibre Boards of Wood and Other Lignocellulosic Materials for General Purpose - Specification ( Third Revision ) | COMPONENT_PRODUCT |  | Product Specification | 33999 | Current | 2025
27815 | IS 2191 (Part 2):2022 | IS 12823:2025 | Prelaminated Medium Density Particle Boards from Wood and other Lignocellulosic Material Specification (Second Revision) | COMPONENT_PRODUCT |  | Product Specification | 34001 | Current | 2025
27815 | IS 2191 (Part 2):2022 | IS 14587:2025 | Prelaminated Medium Density Fibre Boards of Wood and Other Lignocellulosic Materials - Specification ( Second Revision ) | COMPONENT_PRODUCT |  | Process Specification | 34002 | Current | 2025
27815 | IS 2191 (Part 2):2022 | IS 14616:1999 | Laminated veneer lumber specification | COMPONENT_PRODUCT |  | Product Specification | 6532 | Draft/Formulation | 1999
27815 | IS 2191 (Part 2):2022 | IS 1658:2006 | Fibre hardboards - Specification (Third Revision) | COMPONENT_PRODUCT |  | Product Specification | 8081 | Current | 2006
27815 | IS 2191 (Part 2):2022 | IS 2191 (Part 1):2022 | Wooden Flush Door Shutters (Cellular, Hollow and Tubular Core Type) — Specification Part 1 Plywood Face Panels ( Fifth Revision ) | COMPONENT_PRODUCT |  | Product Specification | 27935 | Current | 2022
27815 | IS 2191 (Part 2):2022 | IS 2338 (Part 1):1967 | Code of practice for finishing of wood and wood based materials: Part 1 Operations and workmanship | INSTALLATION_CODE |  | Code of Practice | 8866 | Draft/Formulation | 1967
27815 | IS 2191 (Part 2):2022 | IS 303:2024 | IS 303: 2024 Plywood for General Purposes - Specification (fourth revision) ( Draft Second Amendment of IS 303:2024) ( ICS 79.060.10) | COMPONENT_PRODUCT |  |  | 30980 | Under Review | 2024
27815 | IS 2191 (Part 2):2022 | IS 3087:2025 | Medium Density Particle Boards of Wood and other Lignocellulosic Materials for General Purpose - Specification ( Third Revision ) | COMPONENT_PRODUCT |  | Product Specification | 34006 | Current | 2025
27815 | IS 2191 (Part 2):2022 | IS 3097:2025 | Veneered Medium Density Particle Boards from Wood and other Lignocellulosic Material - Specification ( Third Revision ) | COMPONENT_PRODUCT |  | Product Specification | 33994 | Current | 2025
27815 | IS 2191 (Part 2):2022 | IS 4021:1995 | Timber door, window and ventilator frames - specification | COMPONENT_PRODUCT |  | Product Specification | 10643 | Current | 1995
27815 | IS 2191 (Part 2):2022 | IS 4351:2024 | Steel Frames for Doors - Specification (Third Revision) | COMPONENT_PRODUCT |  | Product Specification | 32171 | Current | 2024
27815 | IS 2191 (Part 2):2022 | IS 707:2011 | Timber Technology and Utilization of Wood, Bamboo and Cane - Glossary of Terms (Third Revision) | TERMINOLOGY |  | Terminology | 13981 | Current | 2011
27815 | IS 2191 (Part 2):2022 | IS 710:2024 | MARINE PLYWOOD - SPECIFICATION (Third Revision) | COMPONENT_PRODUCT |  | Product Specification | 30764 | Current | 2024
27815 | IS 2191 (Part 2):2022 | IS 848:2025 | Synthetic Resin Adhesives for Plywood (Phenolic, Aminoplastic and Bio-Materials Based) - Specification ( Third Revision ) | COMPONENT_PRODUCT |  | Product Specification | 33639 | Current | 2025
27815 | IS 2191 (Part 2):2022 | IS 2380 (Part 1 to 21):1977 | Methods of Test for Wood Particle Boards and Boards from Other Lignocellulosic Materials | TEST_METHOD |  | Methods of tests | 18825 | Current | 1977
27815 | IS 2191 (Part 2):2022 | IS 4020 (Part 1 to 16):1998 | Door shutters - Methods of tests (Third Revision) | TEST_METHOD |  | Methods of tests | 19407 | Current | 1998
27815 | IS 2191 (Part 2):2022 | IS 16171:2014 | Veneer laminated lumber - Specification | COMPONENT_PRODUCT |  | Product Specification | 21719 | Draft/Formulation | 2014
27930 | IS/ISO 3183:2019 | ISO 148 (Part 1):2016 |  | REFERENCED_UNKNOWN |  |  |  | NOT_IN_INDEX
27930 | IS/ISO 3183:2019 | ISO 2566 (Part 1):2021 |  | REFERENCED_UNKNOWN |  |  |  | NOT_IN_INDEX
27930 | IS/ISO 3183:2019 | ISO 5173 (Part 5):2009 |  | REFERENCED_UNKNOWN |  |  |  | NOT_IN_INDEX
27930 | IS/ISO 3183:2019 | ISO 6892 (Part 1):2019 |  | REFERENCED_UNKNOWN |  |  |  | NOT_IN_INDEX
27930 | IS/ISO 3183:2019 | ISO 10893 (Part 2):2011 |  | REFERENCED_UNKNOWN |  |  |  | NOT_IN_INDEX
27930 | IS/ISO 3183:2019 | ISO 9712:2021 |  | REFERENCED_UNKNOWN |  |  |  | NOT_IN_INDEX
27930 | IS/ISO 3183:2019 | ISO 10893 (Part 3):2011 |  | REFERENCED_UNKNOWN |  |  |  | NOT_IN_INDEX
27930 | IS/ISO 3183:2019 | ISO 10893 (Part 6):2019 |  | REFERENCED_UNKNOWN |  |  |  | NOT_IN_INDEX
27930 | IS/ISO 3183:2019 | ISO 10893 (Part 7):2019 |  | REFERENCED_UNKNOWN |  |  |  | NOT_IN_INDEX
27930 | IS/ISO 3183:2019 | ISO 10893 (Part 8):2011 |  | REFERENCED_UNKNOWN |  |  |  | NOT_IN_INDEX
27930 | IS/ISO 3183:2019 | ISO 10893 (Part 9):2011 |  | REFERENCED_UNKNOWN |  |  |  | NOT_IN_INDEX
27930 | IS/ISO 3183:2019 | ISO 10893 (Part 10):2011 |  | REFERENCED_UNKNOWN |  |  |  | NOT_IN_INDEX
27930 | IS/ISO 3183:2019 | ISO 10893 (Part 11):2011 |  | REFERENCED_UNKNOWN |  |  |  | NOT_IN_INDEX
27930 | IS/ISO 3183:2019 | ISO 11484:2019 |  | REFERENCED_UNKNOWN |  |  |  | NOT_IN_INDEX
27930 | IS/ISO 3183:2019 | ISO 19232 (Part 1):2013 |  | REFERENCED_UNKNOWN |  |  |  | NOT_IN_INDEX
27930 | IS/ISO 3183:2019 | EN 10204:2004 |  | REFERENCED_UNKNOWN |  |  |  | NOT_IN_INDEX
27930 | IS/ISO 3183:2019 | EN 10168:2008 |  | REFERENCED_UNKNOWN |  |  |  | NOT_IN_INDEX
27935 | IS 2191 (Part 1):2022 | IS 16015:2022 | Mortise locks and latches (Mechanically Operated) - Specification (first revision) | COMPONENT_PRODUCT |  | Product Specification | 27839 | Current | 2022
27935 | IS 2191 (Part 1):2022 | IS 10428:2022 | Windows and Pedestrian Doors Vocabulary | TERMINOLOGY |  | Terminology | 27746 | Current | 2022
27935 | IS 2191 (Part 1):2022 | IS 12406:2025 | Medium Density Fibre Boards of Wood and Other Lignocellulosic Materials for General Purpose - Specification ( Third Revision ) | COMPONENT_PRODUCT |  | Product Specification | 33999 | Current | 2025
27935 | IS 2191 (Part 1):2022 | IS 12823:2025 | Prelaminated Medium Density Particle Boards from Wood and other Lignocellulosic Material Specification (Second Revision) | COMPONENT_PRODUCT |  | Product Specification | 34001 | Current | 2025
27935 | IS 2191 (Part 1):2022 | IS 1328:2025 | Veneered Decorative Plywood - Specification ( Fourth Revision ) | COMPONENT_PRODUCT |  | Product Specification | 33638 | Current | 2025
27935 | IS 2191 (Part 1):2022 | IS 14616:1999 | Laminated veneer lumber specification | COMPONENT_PRODUCT |  | Product Specification | 6532 | Draft/Formulation | 1999
27935 | IS 2191 (Part 1):2022 | IS 1658:2006 | Fibre hardboards - Specification (Third Revision) | COMPONENT_PRODUCT |  | Product Specification | 8081 | Current | 2006
27935 | IS 2191 (Part 1):2022 | IS 2191 (Part 1):2022 | Wooden Flush Door Shutters (Cellular, Hollow and Tubular Core Type) — Specification Part 1 Plywood Face Panels ( Fifth Revision ) | COMPONENT_PRODUCT |  | Product Specification | 27935 | Current | 2022
27935 | IS 2191 (Part 1):2022 | IS 2338 (Part 1):1967 | Code of practice for finishing of wood and wood based materials: Part 1 Operations and workmanship | INSTALLATION_CODE |  | Code of Practice | 8866 | Draft/Formulation | 1967
27935 | IS 2191 (Part 1):2022 | IS 303:2024 | IS 303: 2024 Plywood for General Purposes - Specification (fourth revision) ( Draft Second Amendment of IS 303:2024) ( ICS 79.060.10) | COMPONENT_PRODUCT |  |  | 30980 | Under Review | 2024
27935 | IS 2191 (Part 1):2022 | IS 3087:2025 | Medium Density Particle Boards of Wood and other Lignocellulosic Materials for General Purpose - Specification ( Third Revision ) | COMPONENT_PRODUCT |  | Product Specification | 34006 | Current | 2025
27935 | IS 2191 (Part 1):2022 | IS 3097:2025 | Veneered Medium Density Particle Boards from Wood and other Lignocellulosic Material - Specification ( Third Revision ) | COMPONENT_PRODUCT |  | Product Specification | 33994 | Current | 2025
27935 | IS 2191 (Part 1):2022 | IS 4021:1995 | Timber door, window and ventilator frames - specification | COMPONENT_PRODUCT |  | Product Specification | 10643 | Current | 1995
27935 | IS 2191 (Part 1):2022 | IS 4351:2024 | Steel Frames for Doors - Specification (Third Revision) | COMPONENT_PRODUCT |  | Product Specification | 32171 | Current | 2024
27935 | IS 2191 (Part 1):2022 | IS 707:2011 | Timber Technology and Utilization of Wood, Bamboo and Cane - Glossary of Terms (Third Revision) | TERMINOLOGY |  | Terminology | 13981 | Current | 2011
27935 | IS 2191 (Part 1):2022 | IS 710:2024 | MARINE PLYWOOD - SPECIFICATION (Third Revision) | COMPONENT_PRODUCT |  | Product Specification | 30764 | Current | 2024
27935 | IS 2191 (Part 1):2022 | IS 848:2025 | Synthetic Resin Adhesives for Plywood (Phenolic, Aminoplastic and Bio-Materials Based) - Specification ( Third Revision ) | COMPONENT_PRODUCT |  | Product Specification | 33639 | Current | 2025
27935 | IS 2191 (Part 1):2022 | IS 2380 (Part 1 to 21):1977 | Methods of Test for Wood Particle Boards and Boards from Other Lignocellulosic Materials | TEST_METHOD |  | Methods of tests | 18825 | Current | 1977
27935 | IS 2191 (Part 1):2022 | IS 4020 (Part 1 to 16):1998 | Door shutters - Methods of tests (Third Revision) | TEST_METHOD |  | Methods of tests | 19407 | Current | 1998
27935 | IS 2191 (Part 1):2022 | IS 1708 (Part 1):1986 | Determination of moisture content (See IS 1708: PARTS 1 TO 18) | TEST_METHOD |  | Methods of tests | 21095 | Current | 1986
27935 | IS 2191 (Part 1):2022 | IS 16171:2014 | Veneer laminated lumber - Specification | COMPONENT_PRODUCT |  | Product Specification | 21719 | Draft/Formulation | 2014
27935 | IS 2191 (Part 1):2022 | IS/ISO 26262 (Part 1):2018 | ISO 26262-1 Road vehicles Functional safety Part 1: Vocabulary | SAFETY_STANDARD |  | Safety Standard | 27054 | Draft/Formulation | 2018
27936 | IS 2202 (Part 2):2022 | IS 16015:2022 | Mortise locks and latches (Mechanically Operated) - Specification (first revision) | COMPONENT_PRODUCT |  | Product Specification | 27839 | Current | 2022
27936 | IS 2202 (Part 2):2022 | IS 10428:2022 | Windows and Pedestrian Doors Vocabulary | TERMINOLOGY |  | Terminology | 27746 | Current | 2022
27936 | IS 2202 (Part 2):2022 | IS 12823:2025 | Prelaminated Medium Density Particle Boards from Wood and other Lignocellulosic Material Specification (Second Revision) | COMPONENT_PRODUCT |  | Product Specification | 34001 | Current | 2025
27936 | IS 2202 (Part 2):2022 | IS 14315:1995 | Commercial Veneers -specification | COMPONENT_PRODUCT |  | Product Specification | 6074 | Draft/Formulation | 1995
27936 | IS 2202 (Part 2):2022 | IS 14587:2025 | Prelaminated Medium Density Fibre Boards of Wood and Other Lignocellulosic Materials - Specification ( Second Revision ) | COMPONENT_PRODUCT |  | Process Specification | 34002 | Current | 2025
27936 | IS 2202 (Part 2):2022 | IS 14616:1999 | Laminated veneer lumber specification | COMPONENT_PRODUCT |  | Product Specification | 6532 | Draft/Formulation | 1999
27936 | IS 2202 (Part 2):2022 | IS 1658:2006 | Fibre hardboards - Specification (Third Revision) | COMPONENT_PRODUCT |  | Product Specification | 8081 | Current | 2006
27936 | IS 2202 (Part 2):2022 | IS 2202 (Part 1):2023 | Wooden Flush Door Shutters (Solid Core Type) — Specification Part 1 Plywood Face Panels ( Seventh Revision ) | COMPONENT_PRODUCT |  | Product Specification | 28328 | Current | 2023
27936 | IS 2202 (Part 2):2022 | IS 2338 (Part 1):1967 | Code of practice for finishing of wood and wood based materials: Part 1 Operations and workmanship | INSTALLATION_CODE |  | Code of Practice | 8866 | Draft/Formulation | 1967
27936 | IS 2202 (Part 2):2022 | IS 303:2024 | IS 303: 2024 Plywood for General Purposes - Specification (fourth revision) ( Draft Second Amendment of IS 303:2024) ( ICS 79.060.10) | COMPONENT_PRODUCT |  |  | 30980 | Under Review | 2024
27936 | IS 2202 (Part 2):2022 | IS 3087:2025 | Medium Density Particle Boards of Wood and other Lignocellulosic Materials for General Purpose - Specification ( Third Revision ) | COMPONENT_PRODUCT |  | Product Specification | 34006 | Current | 2025
27936 | IS 2202 (Part 2):2022 | IS 3097:2025 | Veneered Medium Density Particle Boards from Wood and other Lignocellulosic Material - Specification ( Third Revision ) | COMPONENT_PRODUCT |  | Product Specification | 33994 | Current | 2025
27936 | IS 2202 (Part 2):2022 | IS 4021:1995 | Timber door, window and ventilator frames - specification | COMPONENT_PRODUCT |  | Product Specification | 10643 | Current | 1995
27936 | IS 2202 (Part 2):2022 | IS 4351:2024 | Steel Frames for Doors - Specification (Third Revision) | COMPONENT_PRODUCT |  | Product Specification | 32171 | Current | 2024
27936 | IS 2202 (Part 2):2022 | IS 707:2011 | Timber Technology and Utilization of Wood, Bamboo and Cane - Glossary of Terms (Third Revision) | TERMINOLOGY |  | Terminology | 13981 | Current | 2011
27936 | IS 2202 (Part 2):2022 | IS 710:2024 | MARINE PLYWOOD - SPECIFICATION (Third Revision) | COMPONENT_PRODUCT |  | Product Specification | 30764 | Current | 2024
27936 | IS 2202 (Part 2):2022 | IS 848:2025 | Synthetic Resin Adhesives for Plywood (Phenolic, Aminoplastic and Bio-Materials Based) - Specification ( Third Revision ) | COMPONENT_PRODUCT |  | Product Specification | 33639 | Current | 2025
27936 | IS 2202 (Part 2):2022 | IS 2380 (Part 1 to 21):1977 | Methods of Test for Wood Particle Boards and Boards from Other Lignocellulosic Materials | TEST_METHOD |  | Methods of tests | 18825 | Current | 1977
27936 | IS 2202 (Part 2):2022 | IS 4020 (Part 1 to 16):1998 | Door shutters - Methods of tests (Third Revision) | TEST_METHOD |  | Methods of tests | 19407 | Current | 1998
27936 | IS 2202 (Part 2):2022 | IS 16171:2014 | Veneer laminated lumber - Specification | COMPONENT_PRODUCT |  | Product Specification | 21719 | Draft/Formulation | 2014
28328 | IS 2202 (Part 1):2023 | IS 16015:2022 | Mortise locks and latches (Mechanically Operated) - Specification (first revision) | COMPONENT_PRODUCT |  | Product Specification | 27839 | Current | 2022
28328 | IS 2202 (Part 1):2023 | IS 10428:2022 | Windows and Pedestrian Doors Vocabulary | TERMINOLOGY |  | Terminology | 27746 | Current | 2022
28328 | IS 2202 (Part 1):2023 | IS 12406:2025 | Medium Density Fibre Boards of Wood and Other Lignocellulosic Materials for General Purpose - Specification ( Third Revision ) | COMPONENT_PRODUCT |  | Product Specification | 33999 | Current | 2025
28328 | IS 2202 (Part 1):2023 | IS 1328:2025 | Veneered Decorative Plywood - Specification ( Fourth Revision ) | COMPONENT_PRODUCT |  | Product Specification | 33638 | Current | 2025
28328 | IS 2202 (Part 1):2023 | IS 14616:1999 | Laminated veneer lumber specification | COMPONENT_PRODUCT |  | Product Specification | 6532 | Draft/Formulation | 1999
28328 | IS 2202 (Part 1):2023 | IS 2338 (Part 1):1967 | Code of practice for finishing of wood and wood based materials: Part 1 Operations and workmanship | INSTALLATION_CODE |  | Code of Practice | 8866 | Draft/Formulation | 1967
28328 | IS 2202 (Part 1):2023 | IS 303:2024 | IS 303: 2024 Plywood for General Purposes - Specification (fourth revision) ( Draft Second Amendment of IS 303:2024) ( ICS 79.060.10) | COMPONENT_PRODUCT |  |  | 30980 | Under Review | 2024
28328 | IS 2202 (Part 1):2023 | IS 401:2001 | Preservation of Timber - Code of Practice (Fourth Revision) | INSTALLATION_CODE |  | Code of Practice | 10633 | Current | 2001
28328 | IS 2202 (Part 1):2023 | IS 4021:1995 | Timber door, window and ventilator frames - specification | COMPONENT_PRODUCT |  | Product Specification | 10643 | Current | 1995
28328 | IS 2202 (Part 1):2023 | IS 4351:2024 | Steel Frames for Doors - Specification (Third Revision) | COMPONENT_PRODUCT |  | Product Specification | 32171 | Current | 2024
28328 | IS 2202 (Part 1):2023 | IS 707:2011 | Timber Technology and Utilization of Wood, Bamboo and Cane - Glossary of Terms (Third Revision) | TERMINOLOGY |  | Terminology | 13981 | Current | 2011
28328 | IS 2202 (Part 1):2023 | IS 710:2024 | MARINE PLYWOOD - SPECIFICATION (Third Revision) | COMPONENT_PRODUCT |  | Product Specification | 30764 | Current | 2024
28328 | IS 2202 (Part 1):2023 | IS 848:2025 | Synthetic Resin Adhesives for Plywood (Phenolic, Aminoplastic and Bio-Materials Based) - Specification ( Third Revision ) | COMPONENT_PRODUCT |  | Product Specification | 33639 | Current | 2025
28328 | IS 2202 (Part 1):2023 | IS 2380 (Part 1 to 21):1977 | Methods of Test for Wood Particle Boards and Boards from Other Lignocellulosic Materials | TEST_METHOD |  | Methods of tests | 18825 | Current | 1977
28328 | IS 2202 (Part 1):2023 | IS 4020 (Part 1 to 16):1998 | Door shutters - Methods of tests (Third Revision) | TEST_METHOD |  | Methods of tests | 19407 | Current | 1998
28328 | IS 2202 (Part 1):2023 | IS 1708 (Part 1):1986 | Determination of moisture content (See IS 1708: PARTS 1 TO 18) | TEST_METHOD |  | Methods of tests | 21095 | Current | 1986
28328 | IS 2202 (Part 1):2023 | IS 16171:2014 | Veneer laminated lumber - Specification | COMPONENT_PRODUCT |  | Product Specification | 21719 | Draft/Formulation | 2014
28435 | IS 1110:2023 | IS 1387:1993 | General requirements for the supply of metallurgical materials (Second Revision) | COMPONENT_PRODUCT |  | Others | 5659 | Current | 1993
28435 | IS 1110:2023 | IS 1472:1977 | Methods for sampling ferro-alloys for determination of chemical composition (First Revision) | INSTALLATION_CODE |  | Code of Practice | 6671 | Current | 1977
28435 | IS 1110:2023 | IS 1559 (Part 1):1988 | Methods of chemical analysis of ferro - Silicon: Part 1 determination of silicon (Second Revision) | TEST_METHOD |  | Methods of tests | 7727 | Current | 1988
28435 | IS 1110:2023 | IS 1559 (Part 2):2025 | Methods of Chemical Analysis of Ferrosilicon Part 2 Determination of Carbon (Second Revision) | TEST_METHOD |  | Methods of tests | 33731 | Current | 2025
28435 | IS 1110:2023 | IS 1559 (Part 4):1982 | Methods of chemical analysis of ferrosilicon: Part 4 determination of phosphorus (First Revision) | TEST_METHOD |  | Methods of tests | 7729 | Current | 1982
28435 | IS 1110:2023 | IS 1559 (Part 5):2003 | Chemical analysis of ferrosilicon: Part 5 determination of aluminium in ferrosilicon (Aluminnjm 0.05 To 1.75 Percent) (Second Revision) | TEST_METHOD |  | Methods of tests | 7730 | Current | 2003
28435 | IS 1110:2023 | IS 1559 (Part 6):1982 | Methods of chemical analysis of ferrosilicon: Part 6 determination of calcium (First Rivision) | TEST_METHOD |  | Methods of tests | 7731 | Current | 1982
28435 | IS 1110:2023 | IS 15765:2008 | Method of sampling ferro alloys for sieve analysis and size determination | TEST_METHOD |  | Others | 7964 | Draft/Formulation | 2008
28435 | IS 1110:2023 | IS 460 (Part 1):2020 | Test Sieves — Specification Part 1 Wire Cloth Test Sieves ( Fourth Revision ) | COMPONENT_PRODUCT |  | Product Specification | 11324 | Current | 2020
28435 | IS 1110:2023 | IS 460 (Part 2):2020 | Test Sieves — Specification Part 2 Perforated Plate Test Sieves ( Fourth Revision ) | COMPONENT_PRODUCT |  | Product Specification | 11325 | Current | 2020
28435 | IS 1110:2023 | IS 460 (Part 3):2020 | Test Sieves — Specification Part 3 Methods of Examination of Apertures of Test Sieves ( Fourth Revision ) | COMPONENT_PRODUCT |  | Product Specification | 11326 | Current | 2020
28435 | IS 1110:2023 | IS 1559 (Part 3):2025 | Methods of Chemical Analysis of Ferrosilicon Part 3 Determination of Sulphur (Second Revision) | TEST_METHOD |  | Methods of tests | 33456 | Current | 2025
28435 | IS 1110:2023 | IS 1559 (Part 7):1982 | Methods of chemical analysis of ferrosilicon: Part 7 determination of manganese (First Revision) | TEST_METHOD |  | Methods of tests | 18490 | Current | 1982
28446 | IS 1725:2023 | IS 269:2013 | Ordinary Portland Cement, 33 Grade | REFERENCED_UNKNOWN |  |  | 111 | Outdated edition cited | 2015
28446 | IS 1725:2023 | IS 1498:1970 | Classification and identification of soils for general engineering purposes (First Revision) | REFERENCED_UNKNOWN |  | Others | 6984 | Current | 1970
28446 | IS 1725:2023 | IS 1905:1987 | Structural use of unreinforced masonry - Code of practice (Third Revision) | INSTALLATION_CODE |  | Code of Practice | 8414 | Current | 1987
28446 | IS 1725:2023 | IS 2248:2025 | Clay Products for Buildings - Glossary of Terms | TERMINOLOGY |  | Terminology | 33460 | Current | 2025
28446 | IS 1725:2023 | IS 2720 (Part 26):1987 | Method of test for soils: Part 26 determination of pH value (Second Revision) | TEST_METHOD |  | Methods of tests | 9245 | Current | 1987
28446 | IS 1725:2023 | IS 2720 (Part 4):1985 | Methods of test for soils: Part 4 grain size analysis (Second Revision) | TEST_METHOD |  | Methods of tests | 9256 | Under Revision | 1985
28446 | IS 1725:2023 | IS 2720 (Part 5):1985 | Methods of test for soils: Part 5 determination of liquid and plastic limit (Second Revision) | TEST_METHOD |  | Methods of tests | 9257 | Under Revision | 1985
28446 | IS 1725:2023 | IS 383:2016 | Coarse and Fine Aggregate for Concrete - Specification (Third Revision) | COMPONENT_PRODUCT |  | Product Specification | 10425 | Current | 2016
28446 | IS 1725:2023 | IS 5454:2024 | Burnt Clay Bricks and Burnt Clay Tiles - Methods of Sampling | TEST_METHOD |  | Others | 30653 | Current | 2024
28446 | IS 1725:2023 | IS 712:1984 | Specification for building limes (Third Revision) | COMPONENT_PRODUCT |  | Product Specification | 14039 | Current | 1984
28446 | IS 1725:2023 | IS 3495 (Part 1):2019 | Burnt Clay Building Bricks — Methods of Tests Part 1 Determination of Compressive Strength ( Fourth Revision ) | TEST_METHOD |  | Methods of tests | 24487 | Draft/Formulation | 2019
28446 | IS 1725:2023 | IS 3495 (Part 2):2019 | Burnt Clay Building Bricks — Methods of Tests Part 2 Determination of Water Absorption ( Fourth Revision ) | TEST_METHOD |  | Methods of tests | 24488 | Draft/Formulation | 2019
28446 | IS 1725:2023 | IS 17165:2020 | Manufacture of Stabilized Soil Blocks - Guidelines | REFERENCED_UNKNOWN |  | Others | 25106 | Draft/Formulation | 2020
28447 | IS 2690 (Part 1):2023 | IS 2248:2025 | Clay Products for Buildings - Glossary of Terms | TERMINOLOGY |  | Terminology | 33460 | Current | 2025
28447 | IS 2690 (Part 1):2023 | IS 5454:2024 | Burnt Clay Bricks and Burnt Clay Tiles - Methods of Sampling | TEST_METHOD |  | Others | 30653 | Current | 2024
28448 | IS 2690 (Part 2):2023 | IS 2248:2025 | Clay Products for Buildings - Glossary of Terms | TERMINOLOGY |  | Terminology | 33460 | Current | 2025
28448 | IS 2690 (Part 2):2023 | IS 5454:2024 | Burnt Clay Bricks and Burnt Clay Tiles - Methods of Sampling | TEST_METHOD |  | Others | 30653 | Current | 2024
28448 | IS 2690 (Part 2):2023 | IS 3495 (Part 2):2019 | Burnt Clay Building Bricks — Methods of Tests Part 2 Determination of Water Absorption ( Fourth Revision ) | TEST_METHOD |  | Methods of tests | 24488 | Draft/Formulation | 2019
28449 | IS 3951 (Part 2):2023 | IS 2248:2025 | Clay Products for Buildings - Glossary of Terms | TERMINOLOGY |  | Terminology | 33460 | Current | 2025
28449 | IS 3951 (Part 2):2023 | IS 383:2016 | Coarse and Fine Aggregate for Concrete - Specification (Third Revision) | COMPONENT_PRODUCT |  | Product Specification | 10425 | Current | 2016
28449 | IS 3951 (Part 2):2023 | IS 5454:2024 | Burnt Clay Bricks and Burnt Clay Tiles - Methods of Sampling | TEST_METHOD |  | Others | 30653 | Current | 2024
28503 | IS 3367:2023 | IS 5454:2024 | Burnt Clay Bricks and Burnt Clay Tiles - Methods of Sampling | TEST_METHOD |  | Others | 30653 | Current | 2024
28503 | IS 3367:2023 | IS 3495 (Part 2):2019 | Burnt Clay Building Bricks — Methods of Tests Part 2 Determination of Water Absorption ( Fourth Revision ) | TEST_METHOD |  | Methods of tests | 24488 | Draft/Formulation | 2019
28503 | IS 3367:2023 | IS 3495 (Part 4):2019 | Burnt Clay Building Bricks — Methods of Tests Part 4 Determination of Warpage ( Fourth Revision ) | TEST_METHOD |  | Methods of tests | 24490 | Draft/Formulation | 2019
28504 | IS 3951 (Part 1):2023 | IS 2248:2025 | Clay Products for Buildings - Glossary of Terms | TERMINOLOGY |  | Terminology | 33460 | Current | 2025
28504 | IS 3951 (Part 1):2023 | IS 5454:2024 | Burnt Clay Bricks and Burnt Clay Tiles - Methods of Sampling | TEST_METHOD |  | Others | 30653 | Current | 2024
28731 | IS 2848:2023 | IS 2848:2023 | INDUSTRIAL PLATINUM RESISTANCE THERMOMETERS AND PLATINUM TEMPERATURE SENSORS | COMPONENT_PRODUCT |  | Product Specification | 28731 | Current | 2023
28731 | IS 2848:2023 | IS/IEC 60068 (Part 2/Sec 6):2007 | Environmental Testing Part 2 Tests Section 6 Test Fc: Vibration sinusoidal | TEST_METHOD |  | Methods of tests | 27453 | Draft/Formulation | 2007
28731 | IS 2848:2023 | IEC 61152:1992 | Dimensions of metal-sheathed thermometer elements | REFERENCED_UNKNOWN |  |  |  | NOT_IN_INDEX
28731 | IS 2848:2023 | IEC 61515:2016 | Mineral insulated metal-sheathed thermocouple cables and thermocouples | REFERENCED_UNKNOWN |  |  |  | NOT_IN_INDEX
28731 | IS 2848:2023 | IEC 60751:2022 | Industrial platinum resistance thermometers and platinum temperature sensors | REFERENCED_UNKNOWN |  |  |  | NOT_IN_INDEX
28737 | IS/IEC 60947 (Part 4/Sec 2):2020 | IS 14700 (Part 3/Sec 2):2020 | Electromagnetic Compatibility (EMC) Part 3 Limits Section 2 Limits for harmonic current emissions ( equipment input current ? 16 A per phase ) ( Third Revision ) | TEST_METHOD |  | Methods of tests | 6636 | Current | 2020
28737 | IS/IEC 60947 (Part 4/Sec 2):2020 | IS 14700 (Part 3/Sec 3):2018 | Electromagnetic compatibility (EMC): Part 3 limits section 3 limitation of voltage changes, voltage fluctuations and flicker in public low-voltage supply system, for equipment with rated current ? 16 a per phase and not subjected to conditional connection (Second Revision) | REFERENCED_UNKNOWN |  | System Standard | 6637 | Current | 2018
28737 | IS/IEC 60947 (Part 4/Sec 2):2020 | IS 2500 (Part 1):2000 | Sampling procedures for inspection by attributes: Part 1 sampling schemes indexed by acceptance quality limit (AQL) for lot - By - Lot inspection (Third Revision) | TEST_METHOD |  | Others | 9007 | Current | 2000
28737 | IS/IEC 60947 (Part 4/Sec 2):2020 | IS 6873 (Part 4):2019 | Limits and Methods of Measurement of Radio Disturbance Characteristics Part 4 Industrial Scientific and Medical Radio-Frequency Equipment Second Revision | COMPONENT_PRODUCT |  | Product Specification | 26054 | Current | 2019
28737 | IS/IEC 60947 (Part 4/Sec 2):2020 | IS/IEC 60715:2017 | Dimensions of low - Voltage switchgear and controlgear - Standardized mounting on rails for mechanical support of switchgear, controlgear and accessories (First Revision) | REFERENCED_UNKNOWN |  | Dimensions | 17563 | Current | 2017
28737 | IS/IEC 60947 (Part 4/Sec 2):2020 | IS/IEC 60730 (Part 1):1999 | Automatic electrical controls for household and similar use : part 1 General Requirements | REFERENCED_UNKNOWN |  | Others | 20833 | Draft/Formulation | 1999
28737 | IS/IEC 60947 (Part 4/Sec 2):2020 | IS/IEC 60947 (Part 1):2020 | LOW-VOLTAGE SWITCHGEAR AND CONTROLGEAR PART 1 GENERAL RULES | SAFETY_STANDARD |  | Safety Standard | 28751 | Current | 2020
28737 | IS/IEC 60947 (Part 4/Sec 2):2020 | IS 15999 (Part 1):2021 | Rotating electrical machines - Part 1 : Rating and performance | REFERENCED_UNKNOWN |  |  |  | NOT_IN_INDEX
28737 | IS/IEC 60947 (Part 4/Sec 2):2020 | IEC 60445:2021 | Basic and safety principles for man-machine interface, marking and identification — Identification of equipment terminals, conductor terminations and conductors | SAFETY_STANDARD |  |  |  | NOT_IN_INDEX
28737 | IS/IEC 60947 (Part 4/Sec 2):2020 | IEC 61000 (Part-3) (Sec-11):2017 | Electromagnetic compatibility (EMC) — Part 3-11: Limits — Limitation of voltage changes, voltage fluctuations and flicker in public low-voltage supply systems — Equipment with rated current ≤ 75 A and | REFERENCED_UNKNOWN |  |  |  | NOT_IN_INDEX
28737 | IS/IEC 60947 (Part 4/Sec 2):2020 | IEC 3 (Part-12):2011 | Electromagnetic compatibility (EMC) — Part 3-12: Limits — Limits for harmonic currents produced by equipment connected to public low-voltage systems with input current >16 A and ≤ 75 A per phase | REFERENCED_UNKNOWN |  |  |  | NOT_IN_INDEX
28737 | IS/IEC 60947 (Part 4/Sec 2):2020 | IEC 61140:2016 | Protection against electric shock — Common aspects for installation and equipment | INSTALLATION_CODE |  |  |  | NOT_IN_INDEX
28738 | IS/IEC 60947 (Part 4/Sec 3):2020 | IS 14700 (Part 3/Sec 2):2020 | Electromagnetic Compatibility (EMC) Part 3 Limits Section 2 Limits for harmonic current emissions ( equipment input current ? 16 A per phase ) ( Third Revision ) | TEST_METHOD |  | Methods of tests | 6636 | Current | 2020
28738 | IS/IEC 60947 (Part 4/Sec 3):2020 | IS 14700 (Part 3/Sec 3):2018 | Electromagnetic compatibility (EMC): Part 3 limits section 3 limitation of voltage changes, voltage fluctuations and flicker in public low-voltage supply system, for equipment with rated current ? 16 a per phase and not subjected to conditional connection (Second Revision) | REFERENCED_UNKNOWN |  | System Standard | 6637 | Current | 2018
28738 | IS/IEC 60947 (Part 4/Sec 3):2020 | IS 2500 (Part 1):2000 | Sampling procedures for inspection by attributes: Part 1 sampling schemes indexed by acceptance quality limit (AQL) for lot - By - Lot inspection (Third Revision) | TEST_METHOD |  | Others | 9007 | Current | 2000
28738 | IS/IEC 60947 (Part 4/Sec 3):2020 | IS 6873 (Part 4):2019 | Limits and Methods of Measurement of Radio Disturbance Characteristics Part 4 Industrial Scientific and Medical Radio-Frequency Equipment Second Revision | COMPONENT_PRODUCT |  | Product Specification | 26054 | Current | 2019
28738 | IS/IEC 60947 (Part 4/Sec 3):2020 | IS/IEC 60715:2017 | Dimensions of low - Voltage switchgear and controlgear - Standardized mounting on rails for mechanical support of switchgear, controlgear and accessories (First Revision) | REFERENCED_UNKNOWN |  | Dimensions | 17563 | Current | 2017
28738 | IS/IEC 60947 (Part 4/Sec 3):2020 | IS/IEC 60947 (Part 4/Sec 1):2023 | Low-Voltage Switchgear and Controlgear Part 4 Contactors and Motor-Starters Section 1 Electromechanical Contactors and Motor-Starters | COMPONENT_PRODUCT |  | Product Specification | 66587 | Current | 2023
28738 | IS/IEC 60947 (Part 4/Sec 3):2020 | IS/IEC 60730 (Part 1):1999 | Automatic electrical controls for household and similar use : part 1 General Requirements | REFERENCED_UNKNOWN |  | Others | 20833 | Draft/Formulation | 1999
28738 | IS/IEC 60947 (Part 4/Sec 3):2020 | IS/IEC 60947 (Part 1):2020 | LOW-VOLTAGE SWITCHGEAR AND CONTROLGEAR PART 1 GENERAL RULES | SAFETY_STANDARD |  | Safety Standard | 28751 | Current | 2020
28738 | IS/IEC 60947 (Part 4/Sec 3):2020 | IS 14700 (Part 4/Sec 5):2019 | Electromagnetic compatibility (EMC): Part 4 testing and measurement techniques: Sec 5 surge immunity test (First Revision) | TEST_METHOD |  | Methods of tests | 21625 | Current | 2019
28738 | IS/IEC 60947 (Part 4/Sec 3):2020 | IEC 60445:2021 | Basic and safety principles for man-machine interface, marking and identification — Identification of equipment terminals, conductor terminations and conductors | SAFETY_STANDARD |  |  |  | NOT_IN_INDEX
28738 | IS/IEC 60947 (Part 4/Sec 3):2020 | IEC 61000 (Part-3) (Sec-11):2017 | Electromagnetic compatibility (EMC) — Part 3-11: Limits — Limitation of voltage changes, voltage fluctuations and flicker in public low-voltage supply systems — Equipment with rated current ≤ 75 A and | REFERENCED_UNKNOWN |  |  |  | NOT_IN_INDEX
28738 | IS/IEC 60947 (Part 4/Sec 3):2020 | IEC 61000 (Part-3) (Sec-12):2011 | Electromagnetic compatibility (EMC) — Part 3-12: Limits — Limits for harmonic currents produced by equipment connected to public low-voltage systems with input current > 16 A and ≤ 75 A per phase | REFERENCED_UNKNOWN |  |  |  | NOT_IN_INDEX
28738 | IS/IEC 60947 (Part 4/Sec 3):2020 | IEC 61140:2016 | Protection against electric shock — Common aspects for installation and equipment | INSTALLATION_CODE |  |  |  | NOT_IN_INDEX
28820 | IS 14286 (Part 1/Sec 1):2023 | IS 12762 (Part 2):2025 | Photovoltaic Devices Part 2 Requirements for Photovoltaic Reference Devices (Third Revision) | REFERENCED_UNKNOWN |  | Others | 33674 | Current | 2025
28820 | IS 14286 (Part 1/Sec 1):2023 | IS 12762 (Part 3):2020 | Photovoltaic Devices Part 3 Measurement Principles for Terrestrial Photovoltaic PV Solar Devices with Reference Spectral Irradiance Data ( Third Revision ) | TEST_METHOD |  | Methods of tests | 131 | Current | 2020
28820 | IS 14286 (Part 1/Sec 1):2023 | IS 12763:2024 | Photovoltaic Devices Procedures for Temperature and Irradiance Corrections to Measured I-V Characteristics (Second Revision) | REFERENCED_UNKNOWN |  | Others | 31559 | Current | 2024
28820 | IS 14286 (Part 1/Sec 1):2023 | IS 12834:2023 | Solar Photovoltaic Energy Systems Terms, Definitions and Symbols (Second Revision) | TERMINOLOGY |  | Terminology | 28826 | Current | 2023
28820 | IS 14286 (Part 1/Sec 1):2023 | IS 12762 (Part 7):2023 | Photovoltaic Devices Part 7: Computation of the Spectral Mismatch Correction For Measurements of Photovoltaic Devices (First Revision) | TEST_METHOD |  | Methods of tests | 28825 | Current | 2023
28820 | IS 14286 (Part 1/Sec 1):2023 | IS 12762 (Part 1):2024 | Photovoltaic Devices Part 1 Measurement of Photovoltaic Current-Voltage Characteristics ( Second Revision ) | TEST_METHOD |  | Others | 31557 | Current | 2024
28820 | IS 14286 (Part 1/Sec 1):2023 | IS 9000 (Part 4):2020 | Environmental Testing Part 4 Tests - Test Cab: Damp Heat, Steady State ( Second Revision ) | TEST_METHOD |  | Methods of tests | 16231 | Current | 2020
28820 | IS 14286 (Part 1/Sec 1):2023 | IS 9409:2023 | Protection Against Electric Shock - Common Aspects for Installation and Equipment (First Revision) | INSTALLATION_CODE |  | Code of Practice | 28748 | Current | 2023
28820 | IS 14286 (Part 1/Sec 1):2023 | IS 12762 (Part 10):2023 | Photovoltaic Devices Part 10: Methods of Linear Dependence and Linearity Measurements (Second Revision) | TEST_METHOD |  | Methods of tests | 29146 | Current | 2023
28820 | IS 14286 (Part 1/Sec 1):2023 | IS 12762 (Part 8):2018 | Photovoltaic devices: Part 8 measurement of spectral responsivity of a photovoltaic (PV) device (First Revision) | TEST_METHOD |  | Others | 21166 | Current | 2018
28820 | IS 14286 (Part 1/Sec 1):2023 | IS 12762 (Part 9):2023 | Photovoltaic Devices Part 9: Classification of Solar Simulator Characteristicses (First Revision) | TEST_METHOD |  | Methods of tests | 29145 | Current | 2023
28820 | IS 14286 (Part 1/Sec 1):2023 | IS/IEC 61730 (Part 2):2023 | Photovoltaic (PV) Module - Safety Qualification Part 2 Requirements for Testing (Second Revision) | TEST_METHOD |  | Methods of tests | 33677 | Current | 2023
28820 | IS 14286 (Part 1/Sec 1):2023 | IS/IEC 61730 (Part 1):2023 | Photovoltaic (PV) Module Safety Qualification Part 1 Requirements for Construction (Second Revision) | COMPONENT_PRODUCT |  | Product Specification | 33676 | Current | 2023
28820 | IS 14286 (Part 1/Sec 1):2023 | IS 16170 (Part 1):2014 | Photovoltaic (PV) Module Performance Testing and Energy Rating Part 1 Irradiance and Temperature Performance Measurements and Power Rating | TEST_METHOD |  | Others | 21745 | Draft/Formulation | 2014
28820 | IS 14286 (Part 1/Sec 1):2023 | IS 16911:2023 | Junction Boxes for Photovoltaic Modules Safety Requirements and Tests (First Revision) | TEST_METHOD |  | Methods of tests | 29147 | Current | 2023
28820 | IS 14286 (Part 1/Sec 1):2023 | IS 16781:2018 | Connectors for d.c. Application in Photovoltaic Systems Safety Requirements and Tests | COMPONENT_PRODUCT |  | Product Specification | 23407 | Draft/Formulation | 2018
28820 | IS 14286 (Part 1/Sec 1):2023 | IS/IEC 60269 (Part 6):2010 | Low-Voltage Fuses Part 6 Supplementary Requirements for Fuse-Links for the Protection of Solar Photovoltaic Energy Systems | COMPONENT_PRODUCT |  | Product Specification | 23621 | Draft/Formulation | 2010
28820 | IS 14286 (Part 1/Sec 1):2023 | IS 14286 (Part 1):2023 | Terrestrial Photovoltaic PV Modules Design Qualification and Type Approval Part 1: Test Requirements (Third Revision) | TEST_METHOD |  | Methods of tests | 28819 | Current | 2023
28820 | IS 14286 (Part 1/Sec 1):2023 | IS 17210 (Part 1):2019 | Photovoltaic (PV) Modules - Test Methods for the Detection of Potential-Induced Degradation Part 1 Crystalline Silicon | TEST_METHOD |  | Methods of tests | 24245 | Draft/Formulation | 2019
28820 | IS 14286 (Part 1/Sec 1):2023 | IS/IEC 62941:2016 | Terrestrial Photovoltaic ( PV ) Modules Guidelines for Increased Confidence in PV Module Design Qualification and Type Approval | REFERENCED_UNKNOWN |  |  |  | NOT_IN_INDEX
28820 | IS 14286 (Part 1/Sec 1):2023 | IS 12762 (Part 1/Sec 1):2020 | Photovoltaic Devices Part 1 Measurement of Current-Voltage Characteristics Section 1 Multi-junction PV devices | TEST_METHOD |  | Others | 24776 | Draft/Formulation | 2020
28820 | IS 14286 (Part 1/Sec 1):2023 | IS 12762 (Part 1/Sec 2):2020 | Photovoltaic Devices Part 1 Measurement of Current-voltage Characteristics Section 2 Bifacial photovoltaic ( PV ) devices | COMPONENT_PRODUCT |  | Product Specification | 24864 | Draft/Formulation | 2020
28820 | IS 14286 (Part 1/Sec 1):2023 | IS 12762 (Part 13):2020 | Photovoltaic Devices Part 13 Electroluminescence of Photovoltaic Modules | TEST_METHOD |  | Methods of tests | 24865 | Draft/Formulation | 2020
28820 | IS 14286 (Part 1/Sec 1):2023 | IS/IEC TS 62782:2016 | Photovoltaic ( PV ) Modules Cyclic ( Dynamic ) Mechanical Load Testing | TEST_METHOD |  | Methods of tests | 24913 | Draft/Formulation | 2016
28820 | IS 14286 (Part 1/Sec 1):2023 | IS/IEC/TS 62915:2023 | Photovoltaic (PV) Modules -Type Approval, Design and Safety Qualification Retesting (First Revision) | COMPONENT_PRODUCT |  | Product Specification | 33679 | Current | 2023
28820 | IS 14286 (Part 1/Sec 1):2023 | IS/IEC 60068 (Part 1):2013 | Environmental Testing Part 1 General and Guidance | TEST_METHOD |  | Methods of tests | 27145 | Draft/Formulation | 2013
28820 | IS 14286 (Part 1/Sec 1):2023 | IS 12762 (Part 14):2023 | Photovoltaic devices Part 14: Guidelines for production line measurements of single-junction PV module maximum power output and reporting at standard test conditions | INSTALLATION_CODE |  | Code of Practice | 28830 | Draft/Formulation | 2023
28821 | IS 14286 (Part 1/Sec 2):2023 | IS 12762 (Part 2):2025 | Photovoltaic Devices Part 2 Requirements for Photovoltaic Reference Devices (Third Revision) | REFERENCED_UNKNOWN |  | Others | 33674 | Current | 2025
28821 | IS 14286 (Part 1/Sec 2):2023 | IS 12762 (Part 3):2020 | Photovoltaic Devices Part 3 Measurement Principles for Terrestrial Photovoltaic PV Solar Devices with Reference Spectral Irradiance Data ( Third Revision ) | TEST_METHOD |  | Methods of tests | 131 | Current | 2020
28821 | IS 14286 (Part 1/Sec 2):2023 | IS 12763:2024 | Photovoltaic Devices Procedures for Temperature and Irradiance Corrections to Measured I-V Characteristics (Second Revision) | REFERENCED_UNKNOWN |  | Others | 31559 | Current | 2024
28821 | IS 14286 (Part 1/Sec 2):2023 | IS 12834:2023 | Solar Photovoltaic Energy Systems Terms, Definitions and Symbols (Second Revision) | TERMINOLOGY |  | Terminology | 28826 | Current | 2023
28821 | IS 14286 (Part 1/Sec 2):2023 | IS 12762 (Part 7):2023 | Photovoltaic Devices Part 7: Computation of the Spectral Mismatch Correction For Measurements of Photovoltaic Devices (First Revision) | TEST_METHOD |  | Methods of tests | 28825 | Current | 2023
28821 | IS 14286 (Part 1/Sec 2):2023 | IS 12762 (Part 1):2024 | Photovoltaic Devices Part 1 Measurement of Photovoltaic Current-Voltage Characteristics ( Second Revision ) | TEST_METHOD |  | Others | 31557 | Current | 2024
28821 | IS 14286 (Part 1/Sec 2):2023 | IS 9000 (Part 4):2020 | Environmental Testing Part 4 Tests - Test Cab: Damp Heat, Steady State ( Second Revision ) | TEST_METHOD |  | Methods of tests | 16231 | Current | 2020
28821 | IS 14286 (Part 1/Sec 2):2023 | IS 9409:2023 | Protection Against Electric Shock - Common Aspects for Installation and Equipment (First Revision) | INSTALLATION_CODE |  | Code of Practice | 28748 | Current | 2023
28821 | IS 14286 (Part 1/Sec 2):2023 | IS 12762 (Part 10):2023 | Photovoltaic Devices Part 10: Methods of Linear Dependence and Linearity Measurements (Second Revision) | TEST_METHOD |  | Methods of tests | 29146 | Current | 2023
28821 | IS 14286 (Part 1/Sec 2):2023 | IS 12762 (Part 8):2018 | Photovoltaic devices: Part 8 measurement of spectral responsivity of a photovoltaic (PV) device (First Revision) | TEST_METHOD |  | Others | 21166 | Current | 2018
28821 | IS 14286 (Part 1/Sec 2):2023 | IS 12762 (Part 9):2023 | Photovoltaic Devices Part 9: Classification of Solar Simulator Characteristicses (First Revision) | TEST_METHOD |  | Methods of tests | 29145 | Current | 2023
28821 | IS 14286 (Part 1/Sec 2):2023 | IS/IEC 61730 (Part 2):2023 | Photovoltaic (PV) Module - Safety Qualification Part 2 Requirements for Testing (Second Revision) | TEST_METHOD |  | Methods of tests | 33677 | Current | 2023
28821 | IS 14286 (Part 1/Sec 2):2023 | IS/IEC 61730 (Part 1):2023 | Photovoltaic (PV) Module Safety Qualification Part 1 Requirements for Construction (Second Revision) | COMPONENT_PRODUCT |  | Product Specification | 33676 | Current | 2023
28821 | IS 14286 (Part 1/Sec 2):2023 | IS 16170 (Part 1):2014 | Photovoltaic (PV) Module Performance Testing and Energy Rating Part 1 Irradiance and Temperature Performance Measurements and Power Rating | TEST_METHOD |  | Others | 21745 | Draft/Formulation | 2014
28821 | IS 14286 (Part 1/Sec 2):2023 | IS 16911:2023 | Junction Boxes for Photovoltaic Modules Safety Requirements and Tests (First Revision) | TEST_METHOD |  | Methods of tests | 29147 | Current | 2023
28821 | IS 14286 (Part 1/Sec 2):2023 | IS 16781:2018 | Connectors for d.c. Application in Photovoltaic Systems Safety Requirements and Tests | COMPONENT_PRODUCT |  | Product Specification | 23407 | Draft/Formulation | 2018
28821 | IS 14286 (Part 1/Sec 2):2023 | IS/IEC 60269 (Part 6):2010 | Low-Voltage Fuses Part 6 Supplementary Requirements for Fuse-Links for the Protection of Solar Photovoltaic Energy Systems | COMPONENT_PRODUCT |  | Product Specification | 23621 | Draft/Formulation | 2010
28821 | IS 14286 (Part 1/Sec 2):2023 | IS 14286 (Part 1):2023 | Terrestrial Photovoltaic PV Modules Design Qualification and Type Approval Part 1: Test Requirements (Third Revision) | TEST_METHOD |  | Methods of tests | 28819 | Current | 2023
28821 | IS 14286 (Part 1/Sec 2):2023 | IS 14286 (Part 1/Sec 1):2023 | Terrestrial photovoltaic (PV) modules Design qualification and type approval Part 1-1 Special requirements for testing of crystalline silicon photovoltaic (PV) modules (Third Revision) | COMPONENT_PRODUCT |  | Product Specification | 28820 | Current | 2023
28821 | IS 14286 (Part 1/Sec 2):2023 | IS 17210 (Part 1):2019 | Photovoltaic (PV) Modules - Test Methods for the Detection of Potential-Induced Degradation Part 1 Crystalline Silicon | TEST_METHOD |  | Methods of tests | 24245 | Draft/Formulation | 2019
28821 | IS 14286 (Part 1/Sec 2):2023 | IS/IEC 62941:2016 | Terrestrial Photovoltaic ( PV ) Modules Guidelines for Increased Confidence in PV Module Design Qualification and Type Approval | REFERENCED_UNKNOWN |  |  |  | NOT_IN_INDEX
28821 | IS 14286 (Part 1/Sec 2):2023 | IS 12762 (Part 1/Sec 1):2020 | Photovoltaic Devices Part 1 Measurement of Current-Voltage Characteristics Section 1 Multi-junction PV devices | TEST_METHOD |  | Others | 24776 | Draft/Formulation | 2020
28821 | IS 14286 (Part 1/Sec 2):2023 | IS 12762 (Part 1/Sec 2):2020 | Photovoltaic Devices Part 1 Measurement of Current-voltage Characteristics Section 2 Bifacial photovoltaic ( PV ) devices | COMPONENT_PRODUCT |  | Product Specification | 24864 | Draft/Formulation | 2020
28821 | IS 14286 (Part 1/Sec 2):2023 | IS 12762 (Part 13):2020 | Photovoltaic Devices Part 13 Electroluminescence of Photovoltaic Modules | TEST_METHOD |  | Methods of tests | 24865 | Draft/Formulation | 2020
28821 | IS 14286 (Part 1/Sec 2):2023 | IS/IEC TS 62782:2016 | Photovoltaic ( PV ) Modules Cyclic ( Dynamic ) Mechanical Load Testing | TEST_METHOD |  | Methods of tests | 24913 | Draft/Formulation | 2016
28821 | IS 14286 (Part 1/Sec 2):2023 | IS/IEC/TS 62915:2023 | Photovoltaic (PV) Modules -Type Approval, Design and Safety Qualification Retesting (First Revision) | COMPONENT_PRODUCT |  | Product Specification | 33679 | Current | 2023
28821 | IS 14286 (Part 1/Sec 2):2023 | IS/IEC 60068 (Part 1):2013 | Environmental Testing Part 1 General and Guidance | TEST_METHOD |  | Methods of tests | 27145 | Draft/Formulation | 2013
28821 | IS 14286 (Part 1/Sec 2):2023 | IS 12762 (Part 14):2023 | Photovoltaic devices Part 14: Guidelines for production line measurements of single-junction PV module maximum power output and reporting at standard test conditions | INSTALLATION_CODE |  | Code of Practice | 28830 | Draft/Formulation | 2023
28822 | IS 14286 (Part 1/Sec 3):2023 | IS 12762 (Part 2):2025 | Photovoltaic Devices Part 2 Requirements for Photovoltaic Reference Devices (Third Revision) | REFERENCED_UNKNOWN |  | Others | 33674 | Current | 2025
28822 | IS 14286 (Part 1/Sec 3):2023 | IS 12762 (Part 3):2020 | Photovoltaic Devices Part 3 Measurement Principles for Terrestrial Photovoltaic PV Solar Devices with Reference Spectral Irradiance Data ( Third Revision ) | TEST_METHOD |  | Methods of tests | 131 | Current | 2020
28822 | IS 14286 (Part 1/Sec 3):2023 | IS 12763:2024 | Photovoltaic Devices Procedures for Temperature and Irradiance Corrections to Measured I-V Characteristics (Second Revision) | REFERENCED_UNKNOWN |  | Others | 31559 | Current | 2024
28822 | IS 14286 (Part 1/Sec 3):2023 | IS 12834:2023 | Solar Photovoltaic Energy Systems Terms, Definitions and Symbols (Second Revision) | TERMINOLOGY |  | Terminology | 28826 | Current | 2023
28822 | IS 14286 (Part 1/Sec 3):2023 | IS 12762 (Part 7):2023 | Photovoltaic Devices Part 7: Computation of the Spectral Mismatch Correction For Measurements of Photovoltaic Devices (First Revision) | TEST_METHOD |  | Methods of tests | 28825 | Current | 2023
28822 | IS 14286 (Part 1/Sec 3):2023 | IS 12762 (Part 1):2024 | Photovoltaic Devices Part 1 Measurement of Photovoltaic Current-Voltage Characteristics ( Second Revision ) | TEST_METHOD |  | Others | 31557 | Current | 2024
28822 | IS 14286 (Part 1/Sec 3):2023 | IS 9000 (Part 4):2020 | Environmental Testing Part 4 Tests - Test Cab: Damp Heat, Steady State ( Second Revision ) | TEST_METHOD |  | Methods of tests | 16231 | Current | 2020
28822 | IS 14286 (Part 1/Sec 3):2023 | IS 9409:2023 | Protection Against Electric Shock - Common Aspects for Installation and Equipment (First Revision) | INSTALLATION_CODE |  | Code of Practice | 28748 | Current | 2023
28822 | IS 14286 (Part 1/Sec 3):2023 | IS 12762 (Part 10):2023 | Photovoltaic Devices Part 10: Methods of Linear Dependence and Linearity Measurements (Second Revision) | TEST_METHOD |  | Methods of tests | 29146 | Current | 2023
28822 | IS 14286 (Part 1/Sec 3):2023 | IS 12762 (Part 8):2018 | Photovoltaic devices: Part 8 measurement of spectral responsivity of a photovoltaic (PV) device (First Revision) | TEST_METHOD |  | Others | 21166 | Current | 2018
28822 | IS 14286 (Part 1/Sec 3):2023 | IS 12762 (Part 9):2023 | Photovoltaic Devices Part 9: Classification of Solar Simulator Characteristicses (First Revision) | TEST_METHOD |  | Methods of tests | 29145 | Current | 2023
28822 | IS 14286 (Part 1/Sec 3):2023 | IS/IEC 61730 (Part 2):2023 | Photovoltaic (PV) Module - Safety Qualification Part 2 Requirements for Testing (Second Revision) | TEST_METHOD |  | Methods of tests | 33677 | Current | 2023
28822 | IS 14286 (Part 1/Sec 3):2023 | IS/IEC 61730 (Part 1):2023 | Photovoltaic (PV) Module Safety Qualification Part 1 Requirements for Construction (Second Revision) | COMPONENT_PRODUCT |  | Product Specification | 33676 | Current | 2023
28822 | IS 14286 (Part 1/Sec 3):2023 | IS 16170 (Part 1):2014 | Photovoltaic (PV) Module Performance Testing and Energy Rating Part 1 Irradiance and Temperature Performance Measurements and Power Rating | TEST_METHOD |  | Others | 21745 | Draft/Formulation | 2014
28822 | IS 14286 (Part 1/Sec 3):2023 | IS 16911:2023 | Junction Boxes for Photovoltaic Modules Safety Requirements and Tests (First Revision) | TEST_METHOD |  | Methods of tests | 29147 | Current | 2023
28822 | IS 14286 (Part 1/Sec 3):2023 | IS 16781:2018 | Connectors for d.c. Application in Photovoltaic Systems Safety Requirements and Tests | COMPONENT_PRODUCT |  | Product Specification | 23407 | Draft/Formulation | 2018
28822 | IS 14286 (Part 1/Sec 3):2023 | IS/IEC 60269 (Part 6):2010 | Low-Voltage Fuses Part 6 Supplementary Requirements for Fuse-Links for the Protection of Solar Photovoltaic Energy Systems | COMPONENT_PRODUCT |  | Product Specification | 23621 | Draft/Formulation | 2010
28822 | IS 14286 (Part 1/Sec 3):2023 | IS 14286 (Part 1):2023 | Terrestrial Photovoltaic PV Modules Design Qualification and Type Approval Part 1: Test Requirements (Third Revision) | TEST_METHOD |  | Methods of tests | 28819 | Current | 2023
28822 | IS 14286 (Part 1/Sec 3):2023 | IS 14286 (Part 1/Sec 1):2023 | Terrestrial photovoltaic (PV) modules Design qualification and type approval Part 1-1 Special requirements for testing of crystalline silicon photovoltaic (PV) modules (Third Revision) | COMPONENT_PRODUCT |  | Product Specification | 28820 | Current | 2023
28822 | IS 14286 (Part 1/Sec 3):2023 | IS 17210 (Part 1):2019 | Photovoltaic (PV) Modules - Test Methods for the Detection of Potential-Induced Degradation Part 1 Crystalline Silicon | TEST_METHOD |  | Methods of tests | 24245 | Draft/Formulation | 2019
28822 | IS 14286 (Part 1/Sec 3):2023 | IS/IEC 62941:2016 | Terrestrial Photovoltaic ( PV ) Modules Guidelines for Increased Confidence in PV Module Design Qualification and Type Approval | REFERENCED_UNKNOWN |  |  |  | NOT_IN_INDEX
28822 | IS 14286 (Part 1/Sec 3):2023 | IS 12762 (Part 1/Sec 1):2020 | Photovoltaic Devices Part 1 Measurement of Current-Voltage Characteristics Section 1 Multi-junction PV devices | TEST_METHOD |  | Others | 24776 | Draft/Formulation | 2020
28822 | IS 14286 (Part 1/Sec 3):2023 | IS 12762 (Part 1/Sec 2):2020 | Photovoltaic Devices Part 1 Measurement of Current-voltage Characteristics Section 2 Bifacial photovoltaic ( PV ) devices | COMPONENT_PRODUCT |  | Product Specification | 24864 | Draft/Formulation | 2020
28822 | IS 14286 (Part 1/Sec 3):2023 | IS 12762 (Part 13):2020 | Photovoltaic Devices Part 13 Electroluminescence of Photovoltaic Modules | TEST_METHOD |  | Methods of tests | 24865 | Draft/Formulation | 2020
28822 | IS 14286 (Part 1/Sec 3):2023 | IS/IEC TS 62782:2016 | Photovoltaic ( PV ) Modules Cyclic ( Dynamic ) Mechanical Load Testing | TEST_METHOD |  | Methods of tests | 24913 | Draft/Formulation | 2016
28822 | IS 14286 (Part 1/Sec 3):2023 | IS/IEC/TS 62915:2023 | Photovoltaic (PV) Modules -Type Approval, Design and Safety Qualification Retesting (First Revision) | COMPONENT_PRODUCT |  | Product Specification | 33679 | Current | 2023
28822 | IS 14286 (Part 1/Sec 3):2023 | IS/IEC 60068 (Part 1):2013 | Environmental Testing Part 1 General and Guidance | TEST_METHOD |  | Methods of tests | 27145 | Draft/Formulation | 2013
28822 | IS 14286 (Part 1/Sec 3):2023 | IS 12762 (Part 14):2023 | Photovoltaic devices Part 14: Guidelines for production line measurements of single-junction PV module maximum power output and reporting at standard test conditions | INSTALLATION_CODE |  | Code of Practice | 28830 | Draft/Formulation | 2023
28822 | IS 14286 (Part 1/Sec 3):2023 | IS/IEC 60068 (Part 2/Sec 21):2021 | Environmental Testing Part 2: Tests Section 21: Test U: Robustness of Terminations and Integral Mounting Devices Superseding IS 9000 Part 19Section 1 to 5:1986 | TEST_METHOD |  | Methods of tests | 33912 | Draft/Formulation | 2021
28822 | IS 14286 (Part 1/Sec 3):2023 | IEC TS 63163:2021 | Terrestrial photovoltaic (PV) modules for consumer products — Design qualification and type approval | COMPONENT_PRODUCT |  |  |  | NOT_IN_INDEX
28822 | IS 14286 (Part 1/Sec 3):2023 | ISO/IEC GUIDE 98 (Part-3):2008 | Uncertainty of measurement — Part 3: Guide to the expression of uncertainty in measurement (GUM : 1995) | TEST_METHOD |  |  |  | NOT_IN_INDEX
28822 | IS 14286 (Part 1/Sec 3):2023 | IEC 61215 (Part-1):2021 | Terrestrial photovoltaic (PV) modules - Design qualification and type approval - Part 1: Test requirements | REFERENCED_UNKNOWN |  |  |  | NOT_IN_INDEX
28822 | IS 14286 (Part 1/Sec 3):2023 | IEC 61215 (Part-2):2021 | Terrestrial photovoltaic (PV) modules - Design qualification and type approval - Part 2: Test procedures | REFERENCED_UNKNOWN |  |  |  | NOT_IN_INDEX
28823 | IS 14286 (Part 1/Sec 4):2023 | IS 12762 (Part 2):2025 | Photovoltaic Devices Part 2 Requirements for Photovoltaic Reference Devices (Third Revision) | REFERENCED_UNKNOWN |  | Others | 33674 | Current | 2025
28823 | IS 14286 (Part 1/Sec 4):2023 | IS 12762 (Part 3):2020 | Photovoltaic Devices Part 3 Measurement Principles for Terrestrial Photovoltaic PV Solar Devices with Reference Spectral Irradiance Data ( Third Revision ) | TEST_METHOD |  | Methods of tests | 131 | Current | 2020
28823 | IS 14286 (Part 1/Sec 4):2023 | IS 12763:2024 | Photovoltaic Devices Procedures for Temperature and Irradiance Corrections to Measured I-V Characteristics (Second Revision) | REFERENCED_UNKNOWN |  | Others | 31559 | Current | 2024
28823 | IS 14286 (Part 1/Sec 4):2023 | IS 12834:2023 | Solar Photovoltaic Energy Systems Terms, Definitions and Symbols (Second Revision) | TERMINOLOGY |  | Terminology | 28826 | Current | 2023
28823 | IS 14286 (Part 1/Sec 4):2023 | IS 12762 (Part 7):2023 | Photovoltaic Devices Part 7: Computation of the Spectral Mismatch Correction For Measurements of Photovoltaic Devices (First Revision) | TEST_METHOD |  | Methods of tests | 28825 | Current | 2023
28823 | IS 14286 (Part 1/Sec 4):2023 | IS 12762 (Part 1):2024 | Photovoltaic Devices Part 1 Measurement of Photovoltaic Current-Voltage Characteristics ( Second Revision ) | TEST_METHOD |  | Others | 31557 | Current | 2024
28823 | IS 14286 (Part 1/Sec 4):2023 | IS 9000 (Part 4):2020 | Environmental Testing Part 4 Tests - Test Cab: Damp Heat, Steady State ( Second Revision ) | TEST_METHOD |  | Methods of tests | 16231 | Current | 2020
28823 | IS 14286 (Part 1/Sec 4):2023 | IS 9409:2023 | Protection Against Electric Shock - Common Aspects for Installation and Equipment (First Revision) | INSTALLATION_CODE |  | Code of Practice | 28748 | Current | 2023
28823 | IS 14286 (Part 1/Sec 4):2023 | IS 12762 (Part 10):2023 | Photovoltaic Devices Part 10: Methods of Linear Dependence and Linearity Measurements (Second Revision) | TEST_METHOD |  | Methods of tests | 29146 | Current | 2023
28823 | IS 14286 (Part 1/Sec 4):2023 | IS 12762 (Part 8):2018 | Photovoltaic devices: Part 8 measurement of spectral responsivity of a photovoltaic (PV) device (First Revision) | TEST_METHOD |  | Others | 21166 | Current | 2018
28823 | IS 14286 (Part 1/Sec 4):2023 | IS 12762 (Part 9):2023 | Photovoltaic Devices Part 9: Classification of Solar Simulator Characteristicses (First Revision) | TEST_METHOD |  | Methods of tests | 29145 | Current | 2023
28823 | IS 14286 (Part 1/Sec 4):2023 | IS/IEC 61730 (Part 2):2023 | Photovoltaic (PV) Module - Safety Qualification Part 2 Requirements for Testing (Second Revision) | TEST_METHOD |  | Methods of tests | 33677 | Current | 2023
28823 | IS 14286 (Part 1/Sec 4):2023 | IS/IEC 61730 (Part 1):2023 | Photovoltaic (PV) Module Safety Qualification Part 1 Requirements for Construction (Second Revision) | COMPONENT_PRODUCT |  | Product Specification | 33676 | Current | 2023
28823 | IS 14286 (Part 1/Sec 4):2023 | IS 16170 (Part 1):2014 | Photovoltaic (PV) Module Performance Testing and Energy Rating Part 1 Irradiance and Temperature Performance Measurements and Power Rating | TEST_METHOD |  | Others | 21745 | Draft/Formulation | 2014
28823 | IS 14286 (Part 1/Sec 4):2023 | IS 16911:2023 | Junction Boxes for Photovoltaic Modules Safety Requirements and Tests (First Revision) | TEST_METHOD |  | Methods of tests | 29147 | Current | 2023
28823 | IS 14286 (Part 1/Sec 4):2023 | IS 16781:2018 | Connectors for d.c. Application in Photovoltaic Systems Safety Requirements and Tests | COMPONENT_PRODUCT |  | Product Specification | 23407 | Draft/Formulation | 2018
28823 | IS 14286 (Part 1/Sec 4):2023 | IS/IEC 60269 (Part 6):2010 | Low-Voltage Fuses Part 6 Supplementary Requirements for Fuse-Links for the Protection of Solar Photovoltaic Energy Systems | COMPONENT_PRODUCT |  | Product Specification | 23621 | Draft/Formulation | 2010
28823 | IS 14286 (Part 1/Sec 4):2023 | IS 14286 (Part 1):2023 | Terrestrial Photovoltaic PV Modules Design Qualification and Type Approval Part 1: Test Requirements (Third Revision) | TEST_METHOD |  | Methods of tests | 28819 | Current | 2023
28823 | IS 14286 (Part 1/Sec 4):2023 | IS 14286 (Part 1/Sec 1):2023 | Terrestrial photovoltaic (PV) modules Design qualification and type approval Part 1-1 Special requirements for testing of crystalline silicon photovoltaic (PV) modules (Third Revision) | COMPONENT_PRODUCT |  | Product Specification | 28820 | Current | 2023
28823 | IS 14286 (Part 1/Sec 4):2023 | IS 17210 (Part 1):2019 | Photovoltaic (PV) Modules - Test Methods for the Detection of Potential-Induced Degradation Part 1 Crystalline Silicon | TEST_METHOD |  | Methods of tests | 24245 | Draft/Formulation | 2019
28823 | IS 14286 (Part 1/Sec 4):2023 | IS/IEC 62941:2016 | Terrestrial Photovoltaic ( PV ) Modules Guidelines for Increased Confidence in PV Module Design Qualification and Type Approval | REFERENCED_UNKNOWN |  |  |  | NOT_IN_INDEX
28823 | IS 14286 (Part 1/Sec 4):2023 | IS 12762 (Part 1/Sec 1):2020 | Photovoltaic Devices Part 1 Measurement of Current-Voltage Characteristics Section 1 Multi-junction PV devices | TEST_METHOD |  | Others | 24776 | Draft/Formulation | 2020
28823 | IS 14286 (Part 1/Sec 4):2023 | IS 12762 (Part 1/Sec 2):2020 | Photovoltaic Devices Part 1 Measurement of Current-voltage Characteristics Section 2 Bifacial photovoltaic ( PV ) devices | COMPONENT_PRODUCT |  | Product Specification | 24864 | Draft/Formulation | 2020
28823 | IS 14286 (Part 1/Sec 4):2023 | IS 12762 (Part 13):2020 | Photovoltaic Devices Part 13 Electroluminescence of Photovoltaic Modules | TEST_METHOD |  | Methods of tests | 24865 | Draft/Formulation | 2020
28823 | IS 14286 (Part 1/Sec 4):2023 | IS/IEC TS 62782:2016 | Photovoltaic ( PV ) Modules Cyclic ( Dynamic ) Mechanical Load Testing | TEST_METHOD |  | Methods of tests | 24913 | Draft/Formulation | 2016
28823 | IS 14286 (Part 1/Sec 4):2023 | IS/IEC/TS 62915:2023 | Photovoltaic (PV) Modules -Type Approval, Design and Safety Qualification Retesting (First Revision) | COMPONENT_PRODUCT |  | Product Specification | 33679 | Current | 2023
28823 | IS 14286 (Part 1/Sec 4):2023 | IS/IEC 60068 (Part 1):2013 | Environmental Testing Part 1 General and Guidance | TEST_METHOD |  | Methods of tests | 27145 | Draft/Formulation | 2013
28823 | IS 14286 (Part 1/Sec 4):2023 | IS 12762 (Part 14):2023 | Photovoltaic devices Part 14: Guidelines for production line measurements of single-junction PV module maximum power output and reporting at standard test conditions | INSTALLATION_CODE |  | Code of Practice | 28830 | Draft/Formulation | 2023
28823 | IS 14286 (Part 1/Sec 4):2023 | IS/IEC 60068 (Part 2/Sec 21):2021 | Environmental Testing Part 2: Tests Section 21: Test U: Robustness of Terminations and Integral Mounting Devices Superseding IS 9000 Part 19Section 1 to 5:1986 | TEST_METHOD |  | Methods of tests | 33912 | Draft/Formulation | 2021
28823 | IS 14286 (Part 1/Sec 4):2023 | IEC TS 63163:2021 | Terrestrial photovoltaic (PV) modules for consumer products — Design qualification and type approval | COMPONENT_PRODUCT |  |  |  | NOT_IN_INDEX
28823 | IS 14286 (Part 1/Sec 4):2023 | ISO/IEC GUIDE 98 (Part-3):2008 | Uncertainty of measurement — Part 3: Guide to the expression of uncertainty in measurement (GUM : 1995) | TEST_METHOD |  |  |  | NOT_IN_INDEX
28838 | IS/IEC 60079 (Part 25):2020 | IS/IEC 60079 (Part 0):2017 | Explosive Atmospheres Part 0 Equipment — General Requirements ( Third Revision ) | COMPONENT_PRODUCT |  | Product Specification | 20819 | Current | 2017
28838 | IS/IEC 60079 (Part 25):2020 | IS/IEC 60079 (Part 11):2023 | Explosive Atmospheres Part 11 Equipment Protection by Intrinsic Safety “i” (Second Revision) | COMPONENT_PRODUCT |  | Product Specification | 32181 | Current | 2023
28838 | IS/IEC 60079 (Part 25):2020 | IEC 60079 (Part 14) |  | REFERENCED_UNKNOWN |  |  |  | NOT_IN_INDEX
28838 | IS/IEC 60079 (Part 25):2020 | IEC 61158 (Part 2) |  | REFERENCED_UNKNOWN |  |  |  | NOT_IN_INDEX
28839 | IS/IEC 60079 (Part 31):2022 | IS 14962 (Part 1):2018 | ISO general purpose metric screw threads - Tolerances: Part 1 principles and basic data (First Revision) | REFERENCED_UNKNOWN |  | Dimensions | 35 | Current | 2018
28839 | IS/IEC 60079 (Part 31):2022 | IS/IEC 60034 (Part 5):2020 | Rotating electrical machines Part 5 Degrees of protection provided by the integral design of rotating electrical machines IP code - Classification (Third Revision) | INSTALLATION_CODE |  | Code of Practice | 32733 | Current | 2020
28839 | IS/IEC 60079 (Part 31):2022 | IS/IEC 60079 (Part 0):2017 | Explosive Atmospheres Part 0 Equipment — General Requirements ( Third Revision ) | COMPONENT_PRODUCT |  | Product Specification | 20819 | Current | 2017
28839 | IS/IEC 60079 (Part 31):2022 | IS/IEC 60127 (Part 1):2023 | Miniature Fuses Part 1 Definitions for Miniature Fuses and General Requirements for Miniature Fuse-Links (Second Revision) | COMPONENT_PRODUCT |  | Product Specification | 32856 | Current | 2023
28839 | IS/IEC 60079 (Part 31):2022 | IS/IEC 60127 (Part 2):2014 | Miniature fuses Part 2 Cartridge fuse-links (Second Revision) | COMPONENT_PRODUCT |  | Product Specification | 33187 | Current | 2014
28839 | IS/IEC 60079 (Part 31):2022 | IS/IEC 60529:2001 | Degrees of protection provided by enclosures (IP Code) | INSTALLATION_CODE |  | Code of Practice | 20971 | Draft/Formulation | 2001
28839 | IS/IEC 60079 (Part 31):2022 | IS/IEC 60127 (Part 4):2005 | Miniature fuses: Part 4 universal modular fuse - Links (Umf) - Through - Hole and surface mount types Amendment - 1 | COMPONENT_PRODUCT |  | Product Specification | 21060 | Under Review | 2005
28839 | IS/IEC 60079 (Part 31):2022 | IS/IEC 60691:2023 | Thermal-Links - Requirements and Application Guide (Second Revision) | COMPONENT_PRODUCT |  | Product Specification | 34092 | Current | 2023
28839 | IS/IEC 60079 (Part 31):2022 | IS/IEC 60269 (Part 3):2010 | Low-Voltage Fuses Part 3 Supplementary Requirements for Fuses for Use by Unskilled Persons ( Fuses Mainly for Household and Similar Applications ) — Examples of Standardized Systems of Fuses A to F | COMPONENT_PRODUCT |  | Product Specification | 23619 | Draft/Formulation | 2010
28839 | IS/IEC 60079 (Part 31):2022 | IS/IEC/TR 60269 (Part 5):2014 | Low-Voltage Fuses Part 5 Guidance for the Application of Low-Voltage Fuses | REFERENCED_UNKNOWN |  | Others | 23620 | Draft/Formulation | 2014
28839 | IS/IEC 60079 (Part 31):2022 | IS/IEC 60269 (Part 6):2010 | Low-Voltage Fuses Part 6 Supplementary Requirements for Fuse-Links for the Protection of Solar Photovoltaic Energy Systems | COMPONENT_PRODUCT |  | Product Specification | 23621 | Draft/Formulation | 2010
28839 | IS/IEC 60079 (Part 31):2022 | IS/IEC 60269 (Part 1):2014 | Low-Voltage Fuses Part 1 General Requirements | COMPONENT_PRODUCT |  | Product Specification | 23624 | Draft/Formulation | 2014
28839 | IS/IEC 60079 (Part 31):2022 | IS/IEC 60269 (Part 2):2016 | Low-Voltage Fuses Part 2 Supplementary Requirements for Fuses for Use by Authorized Persons ( Fuses Mainly for Industrial Application ) - Examples of Standardized Systems of Fuses A to K | COMPONENT_PRODUCT |  | Product Specification | 24702 | Draft/Formulation | 2016
28839 | IS/IEC 60079 (Part 31):2022 | IEC 60127 (Part 3):2015 |  | REFERENCED_UNKNOWN |  |  |  | NOT_IN_INDEX
28839 | IS/IEC 60079 (Part 31):2022 | IEC 60127 (Part 5):2016 |  | REFERENCED_UNKNOWN |  |  |  | NOT_IN_INDEX
28839 | IS/IEC 60079 (Part 31):2022 | IEC 60127 (Part 6):2014 |  | REFERENCED_UNKNOWN |  |  |  | NOT_IN_INDEX
28839 | IS/IEC 60079 (Part 31):2022 | IEC 60127 (Part 7):2015 |  | REFERENCED_UNKNOWN |  |  |  | NOT_IN_INDEX
28839 | IS/IEC 60079 (Part 31):2022 | IEC 60127 (Part 8):2018 |  | REFERENCED_UNKNOWN |  |  |  | NOT_IN_INDEX
28839 | IS/IEC 60079 (Part 31):2022 | IEC 60127 (Part 10):2001 |  | REFERENCED_UNKNOWN |  |  |  | NOT_IN_INDEX
28839 | IS/IEC 60079 (Part 31):2022 | IEC 60269 (Part 4):2009 |  | REFERENCED_UNKNOWN |  |  |  | NOT_IN_INDEX
28839 | IS/IEC 60079 (Part 31):2022 | IEC 60269 (Part 7) |  | REFERENCED_UNKNOWN |  |  |  | NOT_IN_INDEX
28851 | IS/IEC 60079 (Part 7):2017 | IS 8504 (Part 2):2013 | Electrical insulating materials - Thermal endurance properties: Part 2 determination of thermal endurance properties of electrical insulating materials - Choice of test criteria (First Revision) | TEST_METHOD |  | Methods of tests | 26 | Current | 2013
28851 | IS/IEC 60079 (Part 7):2017 | IS 10322 (Part 1):2026 | Luminaires Part 1 General Requirements and Tests (second revision) | COMPONENT_PRODUCT |  | Product Specification | 65892 | Current | 2026
28851 | IS/IEC 60079 (Part 7):2017 | IS 1271:2012 | Electrical insulation - Thermal evaluation and designation (Second Revision) | REFERENCED_UNKNOWN |  | Others | 4144 | Current | 2012
28851 | IS/IEC 60079 (Part 7):2017 | IS 13360 (Part 5/Sec 2):2017 | Plastics - Methods of testing: Part 5 mechanical properties section 2 determination of tensile properties - Test conditions for moulding and extrusion plastics (First Revision) | TEST_METHOD |  | Methods of tests | 4936 | Current | 2017
28851 | IS/IEC 60079 (Part 7):2017 | IS 13730 (Part 13):2014 | Specifications for particular types of winding wires: Part 13 polyester or polyesterimide overcoated with polyamide - Imide enamelled round copper wire, class 200 (First Revision) Amendment - 1 | COMPONENT_PRODUCT |  | Product Specification | 5449 | Under Review | 2014
28851 | IS/IEC 60079 (Part 7):2017 | IS 13730 (Part 3):2012 | Specifications for particular types of winding wires: Part 3 polyester enamelled round copper wire, class 155 (First Revision) | COMPONENT_PRODUCT |  | Product Specification | 5455 | Current | 2012
28851 | IS/IEC 60079 (Part 7):2017 | IS 13730 (Part 8):2014 | Specification for particular types of winding wires: Part 8 polyesterimide enamelled round copper wire, class 180 (First Revision) Amendment - 1 | COMPONENT_PRODUCT |  | Product Specification | 5466 | Under Review | 2014
28851 | IS/IEC 60079 (Part 7):2017 | IS 15518 (Part 1):2004 | Safety requirements for incandescent lamps: Part 1 tungsten filament lamps for domestic and similar general lighting purposes | SAFETY_STANDARD |  | Safety Standard | 7654 | Draft/Formulation | 2004
28851 | IS/IEC 60079 (Part 7):2017 | IS 2500 (Part 1):2000 | Sampling procedures for inspection by attributes: Part 1 sampling schemes indexed by acceptance quality limit (AQL) for lot - By - Lot inspection (Third Revision) | TEST_METHOD |  | Others | 9007 | Current | 2000
28851 | IS/IEC 60079 (Part 7):2017 | IS 2824:2007 | Method for the determination of the proof and the comparative tracking indices of solid insulating materials (Second Revision) | TEST_METHOD |  | Others | 9353 | Current | 2007
28851 | IS/IEC 60079 (Part 7):2017 | IS 418:2004 | Tungsten filament lamps for domestic and similar general lighting purposes (Fourth Revision) | COMPONENT_PRODUCT |  | Product Specification | 10821 | Current | 2004
28851 | IS/IEC 60079 (Part 7):2017 | IS 8130:2013 | Conductors for insulated electric cables and flexible cords - Specification (Second Revision) | COMPONENT_PRODUCT |  | Product Specification | 15203 | Current | 2013
28851 | IS/IEC 60079 (Part 7):2017 | IS 8504 (Part 1):2012 | Electrical insulating materials - Thermal endurance properties: Part 1 ageing procedures and evaluation of test results (Second Revision) | TEST_METHOD |  | Methods of tests | 15674 | Current | 2012
28851 | IS/IEC 60079 (Part 7):2017 | IS 9000 (Part 7/Sec 1):2018 | Basic environmental testing procedures for electronic and electrical items: Part 7 impact test: Sec 1 shock (Test Ea) (Second Revision) | TEST_METHOD |  | Methods of tests | 16233 | Current | 2018
28851 | IS/IEC 60079 (Part 7):2017 | IS 9206:1979 | Dimensions of caps for tungsten filament general service electric lamps | REFERENCED_UNKNOWN |  | Dimensions | 16520 | Draft/Formulation | 1979
28851 | IS/IEC 60079 (Part 7):2017 | IS/IEC 60079 (Part 1):2007 | Explosive Atmospheres - Part 1 : Equipment Protection by Flameproof Enclosures d"""" | SAFETY_STANDARD |  |  | 17821 | Outdated edition cited | 2014
28851 | IS/IEC 60079 (Part 7):2017 | IS/IEC 60079 (Part 0):2017 | Explosive Atmospheres Part 0 Equipment — General Requirements ( Third Revision ) | COMPONENT_PRODUCT |  | Product Specification | 20819 | Current | 2017
28851 | IS/IEC 60079 (Part 7):2017 | IS/IEC 60079 (Part 11):2023 | Explosive Atmospheres Part 11 Equipment Protection by Intrinsic Safety “i” (Second Revision) | COMPONENT_PRODUCT |  | Product Specification | 32181 | Current | 2023
28851 | IS/IEC 60079 (Part 7):2017 | IS/IEC 60947 (Part 1):2020 | LOW-VOLTAGE SWITCHGEAR AND CONTROLGEAR PART 1 GENERAL RULES | SAFETY_STANDARD |  | Safety Standard | 28751 | Current | 2020
28851 | IS/IEC 60079 (Part 7):2017 | IS/IEC 60529:2001 | Degrees of protection provided by enclosures (IP Code) | INSTALLATION_CODE |  | Code of Practice | 20971 | Draft/Formulation | 2001
28851 | IS/IEC 60079 (Part 7):2017 | IS 15885 (Part 2/Sec 3):2011 | Safety of lamp control gear: Part 2 particular requirements: Sec 3 ac supplied electronic ballasts for fluorescent lamps | SAFETY_STANDARD |  | Safety Standard | 21225 | Under Revision | 2011
28851 | IS/IEC 60079 (Part 7):2017 | IS 13730 (Part 46):2017 | Specifications for particular types of winding wires: Part 46 aromatic polyimide enamelled round copper wire, class 240 Amendment - 1 | COMPONENT_PRODUCT |  | Product Specification | 22456 | Under Review | 2017
28851 | IS/IEC 60079 (Part 7):2017 | IS/IEC/IEEE 60079 (Part 30/Sec 1):2015 | Explosive Atmospheres Part 30 Electrical Resistance Trace Heating Section 1 General and testing requirements ( First Revision ) | COMPONENT_PRODUCT |  | Product Specification | 23323 | Current | 2015
28851 | IS/IEC 60079 (Part 7):2017 | IS/ISO 26262 (Part 10):2018 | Road vehicles Functional safety Part 10: Guidelines on ISO 26262 | SAFETY_STANDARD |  | Safety Standard | 27253 | Draft/Formulation | 2018
28851 | IS/IEC 60079 (Part 7):2017 | IS 18341:2023 | Rigid Protective Covers for Live Working on A.C. Installation | COMPONENT_PRODUCT |  | Product Specification | 30016 | Draft/Formulation | 2023
28851 | IS/IEC 60079 (Part 7):2017 | IS 14980 (Part 3):2024 | Agricultural tractors front-mounted equipment Part 3 power take-off- General specifications and locations | COMPONENT_PRODUCT |  | Product Specification | 30724 | Draft/Formulation | 2024
28851 | IS/IEC 60079 (Part 7):2017 | IS 18470:2024 | Ultrasonics Physiotherapy Systems Field Specifications and Methods of Measurement in the Frequency Range 05 MHz to 5 MHz | TEST_METHOD |  | Methods of tests | 30803 | Draft/Formulation | 2024
28851 | IS/IEC 60079 (Part 7):2017 | IEC 60044 (Part 6) |  | REFERENCED_UNKNOWN |  |  |  | NOT_IN_INDEX
28851 | IS/IEC 60079 (Part 7):2017 | IEC 60061 (Part 2) |  | REFERENCED_UNKNOWN |  |  |  | NOT_IN_INDEX
28851 | IS/IEC 60079 (Part 7):2017 | IEC 60068 (Part 2/Sec 42) |  | REFERENCED_UNKNOWN |  |  |  | NOT_IN_INDEX
28851 | IS/IEC 60079 (Part 7):2017 | IEC 60238 |  | REFERENCED_UNKNOWN |  |  |  | NOT_IN_INDEX
28851 | IS/IEC 60079 (Part 7):2017 | IEC 60400 |  | REFERENCED_UNKNOWN |  |  |  | NOT_IN_INDEX
28851 | IS/IEC 60079 (Part 7):2017 | IEC 60432 (Part 2) |  | REFERENCED_UNKNOWN |  |  |  | NOT_IN_INDEX
28851 | IS/IEC 60079 (Part 7):2017 | IEC 60432 (Part 3) |  | REFERENCED_UNKNOWN |  |  |  | NOT_IN_INDEX
28851 | IS/IEC 60079 (Part 7):2017 | IEC 60947 (Part 7/Sec 1) |  | REFERENCED_UNKNOWN |  |  |  | NOT_IN_INDEX
28851 | IS/IEC 60079 (Part 7):2017 | IEC 60947 (Part 7/Sec 2) |  | REFERENCED_UNKNOWN |  |  |  | NOT_IN_INDEX
28851 | IS/IEC 60079 (Part 7):2017 | IEC 60947 (Part 7/Sec 4) |  | REFERENCED_UNKNOWN |  |  |  | NOT_IN_INDEX
28851 | IS/IEC 60079 (Part 7):2017 | IEC 60998 (Part 2/Sec 4) |  | REFERENCED_UNKNOWN |  |  |  | NOT_IN_INDEX
28851 | IS/IEC 60079 (Part 7):2017 | IEC 60999 (Part 1) |  | REFERENCED_UNKNOWN |  |  |  | NOT_IN_INDEX
28851 | IS/IEC 60079 (Part 7):2017 | IEC 60999 (Part 2) |  | REFERENCED_UNKNOWN |  |  |  | NOT_IN_INDEX
28851 | IS/IEC 60079 (Part 7):2017 | IEC 61184 |  | REFERENCED_UNKNOWN |  |  |  | NOT_IN_INDEX
28851 | IS/IEC 60079 (Part 7):2017 | IEC 61195 |  | REFERENCED_UNKNOWN |  |  |  | NOT_IN_INDEX
28851 | IS/IEC 60079 (Part 7):2017 | IEC 62035 |  | REFERENCED_UNKNOWN |  |  |  | NOT_IN_INDEX
28855 | IS 4665 (Part 1):2023 | IS 302 (Part 1):2024 | Household and Similar Electrical Appliances — Safety Part 1 General Requirements (Seventh Revision) | SAFETY_STANDARD |  | Safety Standard | 31901 | Current | 2024
28855 | IS 4665 (Part 1):2023 | IS 1271:2012 | Electrical insulation - Thermal evaluation and designation (Second Revision) | REFERENCED_UNKNOWN |  | Others | 4144 | Current | 2012
28855 | IS 4665 (Part 1):2023 | IS 2824:2007 | Method for the determination of the proof and the comparative tracking indices of solid insulating materials (Second Revision) | TEST_METHOD |  | Others | 9353 | Current | 2007
28855 | IS 4665 (Part 1):2023 | IS 616:2017 | Audio, video and similar electronic apparatus - Safety requirements (Fifth Revision) | COMPONENT_PRODUCT |  | Product Specification | 12999 | Current | 2017
28855 | IS 4665 (Part 1):2023 | IS 9000 (Part 7/Sec 7):2020 | Environmental Testing Part 7 Tests Section 7 Test Eh: Hammer tests ( First Revision ) | TEST_METHOD |  | Methods of tests | 16235 | Current | 2020
28855 | IS 4665 (Part 1):2023 | IS 9206:1979 | Dimensions of caps for tungsten filament general service electric lamps | REFERENCED_UNKNOWN |  | Dimensions | 16520 | Draft/Formulation | 1979
28855 | IS 4665 (Part 1):2023 | IS/IEC 60730 (Part 1):1999 | Automatic electrical controls for household and similar use : part 1 General Requirements | REFERENCED_UNKNOWN |  | Others | 20833 | Draft/Formulation | 1999
28855 | IS 4665 (Part 1):2023 | IS/IEC 61058 (Part 1):2016 | Switches for appliances: Part 1 general requirements First revision | COMPONENT_PRODUCT |  | Product Specification | 28752 | Current | 2016
28855 | IS 4665 (Part 1):2023 | IS/IEC 61558 (Part 1):2017 | Safety of Transformers, Reactors, Power Supply Units and Combinations Thereof Part 1 General Requirements and Tests ( First Revision ) | COMPONENT_PRODUCT |  | Product Specification | 31308 | Current | 2017
28855 | IS 4665 (Part 1):2023 | IS/IEC 60529:2001 | Degrees of protection provided by enclosures (IP Code) | INSTALLATION_CODE |  | Code of Practice | 20971 | Draft/Formulation | 2001
28855 | IS 4665 (Part 1):2023 | IS 16451:2023 | Graphical Symbols Safety Colours and Safety Signs Registered Safety Signs | SAFETY_STANDARD |  | Safety Standard | 28941 | Current | 2023
28855 | IS 4665 (Part 1):2023 | IS 13360 (Part 6/Sec 24):2024 | Plastics — Methods of Testing Part 6 Thermal Properties Section 24 Cellular Plastics — Determination of Horizontal Burning Characteristics of Small Specimens Subjected to a Small Flame (First Revision) | TEST_METHOD |  | Methods of tests | 30870 | Current | 2024
28855 | IS 4665 (Part 1):2023 | IS/IEC 60695 (Part 2/Sec 11):2021 | Fire Hazard Testing Part 2: Glowinghot-wire based test methods Section 11: Glow-wire flammability test method for end products GWEPT | TEST_METHOD |  | Methods of tests | 28701 | Current | 2021
28855 | IS 4665 (Part 1):2023 | IS/IEC 60695 (Part 11/Sec 10):2013 | Fire hazard testing: Part 11 test flames :: Sec 10 50 w horizontal and vertical flame test methods | TEST_METHOD |  | Methods of tests | 24099 | Draft/Formulation | 2013
28855 | IS 4665 (Part 1):2023 | IS/IEC 60695 (Part 11/Sec 5):2016 | Fire Hazard Testing Part 11 Test Flames Section 5 Needle - Flame test method - Apparatus, confirmatory test arrangement and guidance ( First Revision ) | TEST_METHOD |  | Methods of tests | 25151 | Draft/Formulation | 2016
28855 | IS 4665 (Part 1):2023 | IS/IEC 62044 (Part 1):2002 | Cores made of soft magnetic materials Measuring methods Part 1: Generic specification | COMPONENT_PRODUCT |  | Product Specification | 28150 | Draft/Formulation | 2002
28859 | IS/IEC 60079 (Part 6):2020 | IS 1448 (Part 69):2019 | Methods of Test for Petroleum and its Products [ P : 69 ] Determination of Flash and Fire Points - Cleveland Open Cup Method ( Second Revision ) | TEST_METHOD |  | Methods of tests | 134 | Current | 2019
28859 | IS/IEC 60079 (Part 6):2020 | IS 16081:2013 | Insulating liquids - Specifications for unused synthetic organic esters for electrical purposes | COMPONENT_PRODUCT |  | Product Specification | 230 | Draft/Formulation | 2013
28859 | IS/IEC 60079 (Part 6):2020 | IS 12422:2023 | Unused Hydrocarbon Based Insulating Liquids - Test Methods for - Evaluating the Oxidation Stability ( Second Revision ) | TEST_METHOD |  | Methods of tests | 28522 | Current | 2023
28859 | IS/IEC 60079 (Part 6):2020 | IS 13567:2018 | Insulating liquids - Oil - Impregnated paper and pressboard - Determination of water by automatic coulometric karl fischer titration (First Revision) | TEST_METHOD |  | Methods of tests | 5234 | Current | 2018
28859 | IS/IEC 60079 (Part 6):2020 | IS 1448 (Part 21):2019 | Methods of test for petroleum and its products [P : 21] determination of flash point - Pensky - Martens closed cup method (Fourth Revision) | TEST_METHOD |  | Methods of tests | 6314 | Current | 2019
28859 | IS/IEC 60079 (Part 6):2020 | IS 6792:2023 | Insulating liquids - Determination of the breakdown voltage at power frequency - Test method | TEST_METHOD |  | Methods of tests | 28496 | Current | 2023
28859 | IS/IEC 60079 (Part 6):2020 | IS/IEC 60079 (Part 0):2017 | Explosive Atmospheres Part 0 Equipment — General Requirements ( Third Revision ) | COMPONENT_PRODUCT |  | Product Specification | 20819 | Current | 2017
28859 | IS/IEC 60079 (Part 6):2020 | IS/IEC 60529:2001 | Degrees of protection provided by enclosures (IP Code) | INSTALLATION_CODE |  | Code of Practice | 20971 | Draft/Formulation | 2001
28859 | IS/IEC 60079 (Part 6):2020 | IS 16310:2017 | Insulating liquids - Test method for detection of potentially corrosive sulphur in used and unused insulating oil | TEST_METHOD |  | Methods of tests | 22694 | Draft/Formulation | 2017
28859 | IS/IEC 60079 (Part 6):2020 | IS 1448 (Part 169):2018 | Methods of test for petroleum and its products [p : 169] determination of chlorine and bromine content - Wavelength - Dispersive x - Ray fluorescence spectrometry | TEST_METHOD |  | Methods of tests | 22947 | Draft/Formulation | 2018
28859 | IS/IEC 60079 (Part 6):2020 | IS 1448 (Part 25/Sec 1):2025 | Petroleum and its Products - Methods of Test Part 25 Transparent and Opaque Liquids Section 1 Determination of Kinematic Viscosity and Calculation of Dynamic Viscosity (Third Revision) | TEST_METHOD |  | Methods of tests | 34070 | Current | 2025
28859 | IS/IEC 60079 (Part 6):2020 | IS 16863 (Part 1):2018 | Insulating Liquids — Determination of Acidity Part 1 Automatic Potentiometric Titration | TEST_METHOD |  | Methods of tests | 23408 | Draft/Formulation | 2018
28859 | IS/IEC 60079 (Part 6):2020 | IS 16840:2018 | Insulating liquids - Measurement of relative permittivity, dielectric dissipation factor (Tan) and D.C. resistivity | TEST_METHOD |  | Methods of tests | 23634 | Draft/Formulation | 2018
28859 | IS/IEC 60079 (Part 6):2020 | IS 16838:2018 | Specifications for unused silicone insulating liquids for electrotechnical purposes | COMPONENT_PRODUCT |  | Product Specification | 23701 | Draft/Formulation | 2018
28859 | IS/IEC 60079 (Part 6):2020 | IS/ISO 23412:2020 | Indirect temperature-controlled refrigerated delivery services Land transport of parcels with intermediate transfer | COMPONENT_PRODUCT |  | Service Specification | 27023 | Draft/Formulation | 2020
28859 | IS/IEC 60079 (Part 6):2020 | IEC 60296 |  | REFERENCED_UNKNOWN |  |  |  | NOT_IN_INDEX
28861 | IS/IEC 60079 (Part 26):2021 | IS/IEC 60079 (Part 31):2022 | Explosive atmospheres - Part 31: Equipment dust ignition protection by enclosure ''t'' (Second Revision) | COMPONENT_PRODUCT |  | Product Specification | 28839 | Current | 2022
28861 | IS/IEC 60079 (Part 26):2021 | IS/IEC 60079 (Part 1):2007 | Explosive Atmospheres - Part 1 : Equipment Protection by Flameproof Enclosures d"""" | SAFETY_STANDARD |  |  | 17821 | Outdated edition cited | 2014
28861 | IS/IEC 60079 (Part 26):2021 | IS/IEC 60079 (Part 0):2017 | Explosive Atmospheres Part 0 Equipment — General Requirements ( Third Revision ) | COMPONENT_PRODUCT |  | Product Specification | 20819 | Current | 2017
28861 | IS/IEC 60079 (Part 26):2021 | IS/IEC 60079 (Part 11):2023 | Explosive Atmospheres Part 11 Equipment Protection by Intrinsic Safety “i” (Second Revision) | COMPONENT_PRODUCT |  | Product Specification | 32181 | Current | 2023
28861 | IS/IEC 60079 (Part 26):2021 | IS/IEC 60529:2001 | Degrees of protection provided by enclosures (IP Code) | INSTALLATION_CODE |  | Code of Practice | 20971 | Draft/Formulation | 2001
28861 | IS/IEC 60079 (Part 26):2021 | IS/IEC 60695 (Part 11/Sec 10):2013 | Fire hazard testing: Part 11 test flames :: Sec 10 50 w horizontal and vertical flame test methods | TEST_METHOD |  | Methods of tests | 24099 | Draft/Formulation | 2013
28861 | IS/IEC 60079 (Part 26):2021 | IS/ISO/IEC 80079 (Part 36):2016 | Explosive Atmospheres Part 36 Non-electrical Equipment for Explosive Atmospheres - Basic Method and Requirements | COMPONENT_PRODUCT |  | Product Specification | 25003 | Draft/Formulation | 2016
28861 | IS/IEC 60079 (Part 26):2021 | IS/ISO 17480:2015 | Packaging — Accessible Design — Ease of Opening | INSTALLATION_CODE |  | Code of Practice | 26269 | Draft/Formulation | 2015
28861 | IS/IEC 60079 (Part 26):2021 | IEC 60695 (Part 11/Sec 10) |  | REFERENCED_UNKNOWN |  |  |  | NOT_IN_INDEX
28883 | IS 4026:2023 | IS 10259:1982 | General condition of delivery and inspection of aluminium and aluminium alloy products | COMPONENT_PRODUCT |  | Others | 1078 | Draft/Formulation | 1982
28883 | IS 4026:2023 | IS 504 (Part 1 To 12):2002 | Chemical analysis of aluminium and its alloys parts 1 to 12 (Second Revision) | TEST_METHOD |  | Methods of tests | 11794 | Current | 2002
28883 | IS 4026:2023 | IS 5047 (Part 1):1986 | Glossary of terms relating to aluminium and aluminium alloys: Part 1 unwrought and wrought metals (Second Revision) | TERMINOLOGY |  | Terminology | 11801 | Current | 1986
28884 | IS 5484:2023 | IS 10259:1982 | General condition of delivery and inspection of aluminium and aluminium alloy products | COMPONENT_PRODUCT |  | Others | 1078 | Draft/Formulation | 1982
28884 | IS 5484:2023 | IS 3635:1966 | Methods of test for resistance of metallic electrical resistance material | TEST_METHOD |  | Methods of tests | 10222 | Draft/Formulation | 1966
28884 | IS 5484:2023 | IS 4026:2023 | ALUMINIUM INGOTS BILLETS AND WIRE BARS EC GRADE | COMPONENT_PRODUCT |  | Product Specification | 28883 | Current | 2023
28884 | IS 5484:2023 | IS 504 (Part 13 to 16):2003 | Chemical analysis of aluminium and its alloys parts 13 to 16 (Second Revision) | TEST_METHOD |  | Methods of tests | 11793 | Current | 2003
28884 | IS 5484:2023 | IS 504 (Part 1 To 12):2002 | Chemical analysis of aluminium and its alloys parts 1 to 12 (Second Revision) | TEST_METHOD |  | Methods of tests | 11794 | Current | 2002
28884 | IS 5484:2023 | IS 5047 (Part 1):1986 | Glossary of terms relating to aluminium and aluminium alloys: Part 1 unwrought and wrought metals (Second Revision) | TERMINOLOGY |  | Terminology | 11801 | Current | 1986
28884 | IS 5484:2023 | IS 5052:2025 | Aluminium and its Alloys - Temper Designations (Second Revision) | INSTALLATION_CODE |  | Code of Practice | 32979 | Current | 2025
28884 | IS 5484:2023 | IS 18215:2023 | Stainless Steel Neti Pot Specification | COMPONENT_PRODUCT |  | Product Specification | 28918 | Draft/Formulation | 2023
28885 | IS 15380:2023 | IS 10428:2022 | Windows and Pedestrian Doors Vocabulary | TERMINOLOGY |  | Terminology | 27746 | Current | 2022
28885 | IS 15380:2023 | IS 12406:2025 | Medium Density Fibre Boards of Wood and Other Lignocellulosic Materials for General Purpose - Specification ( Third Revision ) | COMPONENT_PRODUCT |  | Product Specification | 33999 | Current | 2025
28885 | IS 15380:2023 | IS 13745:2020 | Method for Determination of Formaldehyde Content in Wood-Based Panels by Extraction Method Called Perforator Method ( First Revision ) | TEST_METHOD |  | Methods of tests | 5509 | Current | 2020
28885 | IS 15380:2023 | IS 14616:1999 | Laminated veneer lumber specification | COMPONENT_PRODUCT |  | Product Specification | 6532 | Draft/Formulation | 1999
28885 | IS 15380:2023 | IS 401:2001 | Preservation of Timber - Code of Practice (Fourth Revision) | INSTALLATION_CODE |  | Code of Practice | 10633 | Current | 2001
28885 | IS 15380:2023 | IS 4021:1995 | Timber door, window and ventilator frames - specification | COMPONENT_PRODUCT |  | Product Specification | 10643 | Current | 1995
28885 | IS 15380:2023 | IS 4351:2024 | Steel Frames for Doors - Specification (Third Revision) | COMPONENT_PRODUCT |  | Product Specification | 32171 | Current | 2024
28885 | IS 15380:2023 | IS 707:2011 | Timber Technology and Utilization of Wood, Bamboo and Cane - Glossary of Terms (Third Revision) | TERMINOLOGY |  | Terminology | 13981 | Current | 2011
28885 | IS 15380:2023 | IS 848:2025 | Synthetic Resin Adhesives for Plywood (Phenolic, Aminoplastic and Bio-Materials Based) - Specification ( Third Revision ) | COMPONENT_PRODUCT |  | Product Specification | 33639 | Current | 2025
28885 | IS 15380:2023 | IS 2380 (Part 1 to 21):1977 | Methods of Test for Wood Particle Boards and Boards from Other Lignocellulosic Materials | TEST_METHOD |  | Methods of tests | 18825 | Current | 1977
28885 | IS 15380:2023 | IS 4020 (Part 1 to 16):1998 | Door shutters - Methods of tests (Third Revision) | TEST_METHOD |  | Methods of tests | 19407 | Current | 1998
28885 | IS 15380:2023 | IS 1708 (Part 1):1986 | Determination of moisture content (See IS 1708: PARTS 1 TO 18) | TEST_METHOD |  | Methods of tests | 21095 | Current | 1986
28885 | IS 15380:2023 | IS 16171:2014 | Veneer laminated lumber - Specification | COMPONENT_PRODUCT |  | Product Specification | 21719 | Draft/Formulation | 2014
29096 | IS 1536:2023 | IS 638:2024 | SHEET RUBBER JOINTING AND RUBBER INSERTION JOINTING - SPECIFICATION (Third Revision) | COMPONENT_PRODUCT |  | Product Specification | 32108 | Current | 2024
29096 | IS 1536:2023 | IS 1500 (Part 1):2019 | Metallic materials - Brinell hardness test: Part 1 test method (Fifth Revision) | TEST_METHOD |  | Methods of tests | 339 | Current | 2019
29096 | IS 1536:2023 | IS 11606:1986 | Methods for sampling of cast iron pipes and fittings | INSTALLATION_CODE |  | Code of Practice | 2736 | Draft/Formulation | 1986
29096 | IS 1536:2023 | IS 12820:2004 | Dimensional requirements of rubber gaskets for mechanical joints and push - On joints for use with cast iron pipes and fittings for carrying water, gas and sewage (First Revision) | REFERENCED_UNKNOWN |  | Dimensions | 4272 | Current | 2004
29096 | IS 1536:2023 | IS 13382:2018 | Cast iron specials for mechanical and push-on flexible joints for pressure pipes for water, gas and sewage - Specification (Second Revision) | COMPONENT_PRODUCT |  | Product Specification | 5000 | Current | 2018
29096 | IS 1536:2023 | IS 1387:1993 | General requirements for the supply of metallurgical materials (Second Revision) | COMPONENT_PRODUCT |  | Others | 5659 | Current | 1993
29096 | IS 1536:2023 | IS 5382:2025 | RUBBER SEALS JOINT RINGS FOR WATER SUPPLY DRAINAGE AND SEWERAGE PIPELINES SPECIFICATION FOR MATERIALS ( Third Revision ) | COMPONENT_PRODUCT |  | Product Specification | 33831 | Current | 2025
29096 | IS 1536:2023 | IS 18215:2023 | Stainless Steel Neti Pot Specification | COMPONENT_PRODUCT |  | Product Specification | 28918 | Draft/Formulation | 2023
29097 | IS 9997:2023 | IS 10259:1982 | General condition of delivery and inspection of aluminium and aluminium alloy products | COMPONENT_PRODUCT |  | Others | 1078 | Draft/Formulation | 1982
29097 | IS 9997:2023 | IS 3635:1966 | Methods of test for resistance of metallic electrical resistance material | TEST_METHOD |  | Methods of tests | 10222 | Draft/Formulation | 1966
29097 | IS 9997:2023 | IS 504 (Part 13 to 16):2003 | Chemical analysis of aluminium and its alloys parts 13 to 16 (Second Revision) | TEST_METHOD |  | Methods of tests | 11793 | Current | 2003
29097 | IS 9997:2023 | IS 504 (Part 1 To 12):2002 | Chemical analysis of aluminium and its alloys parts 1 to 12 (Second Revision) | TEST_METHOD |  | Methods of tests | 11794 | Current | 2002
29097 | IS 9997:2023 | IS 5047 (Part 1):1986 | Glossary of terms relating to aluminium and aluminium alloys: Part 1 unwrought and wrought metals (Second Revision) | TERMINOLOGY |  | Terminology | 11801 | Current | 1986
29097 | IS 9997:2023 | IS 5052:2025 | Aluminium and its Alloys - Temper Designations (Second Revision) | INSTALLATION_CODE |  | Code of Practice | 32979 | Current | 2025
29097 | IS 9997:2023 | IS 5047 (Part 2):1979 | Glossary of terms relating to aluminium aluminium alloys and: Part 2 plant and operations, thermal treatment, control and testing, finishing | TERMINOLOGY |  | Terminology | 19719 | Draft/Formulation | 1979
29097 | IS 9997:2023 | IS 5047 (Part 3):1979 | Glossary of terms relating to aluminium and aluminium alloys: Part 3 geometrical properties and tolerance, structural and surface defects | TERMINOLOGY |  | Terminology | 19720 | Draft/Formulation | 1979
29097 | IS 9997:2023 | IS 18215:2023 | Stainless Steel Neti Pot Specification | COMPONENT_PRODUCT |  | Product Specification | 28918 | Draft/Formulation | 2023
29145 | IS 12762 (Part 9):2023 | IS 12762 (Part 1):2024 | Photovoltaic Devices Part 1 Measurement of Photovoltaic Current-Voltage Characteristics ( Second Revision ) | TEST_METHOD |  | Others | 31557 | Current | 2024
29145 | IS 12762 (Part 9):2023 | IEC 60904 (Part-1):2020 | Photovoltaic devices – Part 1: Measurement of photovoltaic current-voltage characteristics | TEST_METHOD |  |  |  | NOT_IN_INDEX
29145 | IS 12762 (Part 9):2023 | IEC 60904 (Part-3):2019 | Photovoltaic devices – Part 3: Measurement principles for terrestrial photovoltaic (PV) solar devices with reference spectral irradiance data | TEST_METHOD |  |  |  | NOT_IN_INDEX
29145 | IS 12762 (Part 9):2023 | IEC TR 60904 (Part-14):2020 | Photovoltaic devices – Part 14: Guidelines for production line measurements of single junction PV module maximum power output and reporting at standard test conditions | TEST_METHOD |  |  |  | NOT_IN_INDEX
29145 | IS 12762 (Part 9):2023 | IEC TS 61836:2025 | Solar photovoltaic energy systems – Terms, definitions and symbols | TERMINOLOGY |  |  |  | NOT_IN_INDEX
29299 | IS 2095 (Part 1):2023 | IS 1288:1982 | Methods of test for mineral gypsum (Second Revision) | TEST_METHOD |  | Methods of tests | 4347 | Current | 1982
29299 | IS 2095 (Part 1):2023 | IS 2469:2023 | Gypsum - Glossary of Terms (Second Revision) | TERMINOLOGY |  | Terminology | 29436 | Current | 2023
29299 | IS 2095 (Part 1):2023 | IS 2720 (Part 26):1987 | Method of test for soils: Part 26 determination of pH value (Second Revision) | TEST_METHOD |  | Methods of tests | 9245 | Current | 1987
29299 | IS 2095 (Part 1):2023 | IS 4905:2015 | Random sampling and randomization procedures (First Revision) | TEST_METHOD |  | Others | 11627 | Current | 2015
29299 | IS 2095 (Part 1):2023 | IS 8272:1984 | Specification for gypsum plaster for use in the manufacture of fibrous plaster boards (First Revision) | COMPONENT_PRODUCT |  | Product Specification | 15436 | Current | 1984
29299 | IS 2095 (Part 1):2023 | IS/ISO 834 (Part 8):2002 | Fire-Resistance Tests - Elements of Building Construction Part 8 Specific Requirements for Non-load Bearing Vertical Separating Elements | TEST_METHOD |  | Methods of tests | 22343 | Draft/Formulation | 2002
29299 | IS 2095 (Part 1):2023 | IS/IEC 61189 (Part 1):2001 | Test methods for electrical materials interconnection structures and assemblies Part 1 General test methods and methodology | TEST_METHOD |  | Methods of tests | 26989 | Draft/Formulation | 2001
29445 | IS/IEC 60947 (Part 3):2020 | IS 14700 (Part 4/Sec 2):2018 | Electromagnetic compatibility (EMC): Part 4 testing and measurement techniques: Sec 2 electrostatic discharge immunity test (Second Revision) | TEST_METHOD |  | Methods of tests | 6643 | Current | 2018
29445 | IS/IEC 60947 (Part 3):2020 | IS 14700 (Part 4/Sec 3):2023 | Electromagnetic compatibility EMC Part 4 Testing and Measurement Techniques Section 3 Radiated radio-frequency electromagnetic field immunity test Second Revision | TEST_METHOD |  | Methods of tests | 30008 | Current | 2023
29445 | IS/IEC 60947 (Part 3):2020 | IS 14700 (Part 4/Sec 4):2018 | Electromagnetic compatibility (EMC): Part 4 testing and measurement techniques: Sec 4 electrical fast transient / burst immunity test (Second Revision) | TEST_METHOD |  | Dimensions | 6646 | Current | 2018
29445 | IS/IEC 60947 (Part 3):2020 | IS 1885 (Part 17):2024 | Electrotechnical Vocabulary Part 17 Switchgear and Control Gear (Second Revision) | TERMINOLOGY |  | Terminology | 31061 | Current | 2024
29445 | IS/IEC 60947 (Part 3):2020 | IS 2500 (Part 1):2000 | Sampling procedures for inspection by attributes: Part 1 sampling schemes indexed by acceptance quality limit (AQL) for lot - By - Lot inspection (Third Revision) | TEST_METHOD |  | Others | 9007 | Current | 2000
29445 | IS/IEC 60947 (Part 3):2020 | IS/IEC 60947 (Part 5/Sec 1):2024 | Low-Voltage Switchgear and Controlgear Part 5 Control Circuit Devices and Switching Elements Section 1 Electromechanical Control Circuit Devices (Third Revision) | COMPONENT_PRODUCT |  | Product Specification | 66503 | Current | 2024
29445 | IS/IEC 60947 (Part 3):2020 | IS/IEC 60947 (Part 1):2020 | LOW-VOLTAGE SWITCHGEAR AND CONTROLGEAR PART 1 GENERAL RULES | SAFETY_STANDARD |  | Safety Standard | 28751 | Current | 2020
29445 | IS/IEC 60947 (Part 3):2020 | IS 14700 (Part 4/Sec 5):2019 | Electromagnetic compatibility (EMC): Part 4 testing and measurement techniques: Sec 5 surge immunity test (First Revision) | TEST_METHOD |  | Methods of tests | 21625 | Current | 2019
29445 | IS/IEC 60947 (Part 3):2020 | IS 14700 (Part 4/Sec 6):2026 | Electromagnetic Compatibility EMC Part 4: Testing and Measurement Techniques Section 6: Immunity to Conducted Disturbances Induced by Radio-Frequency Fields First Revision | TEST_METHOD |  | Methods of Tests | 66324 | Current | 2026
29445 | IS/IEC 60947 (Part 3):2020 | IS 16828:2018 | High - Current Test Techniques - Definitions and Requirements for Test Currents and Measuring Systems | TEST_METHOD |  | Methods of tests | 23032 | Draft/Formulation | 2018
29445 | IS/IEC 60947 (Part 3):2020 | IS/IEC 60269 (Part 3):2010 | Low-Voltage Fuses Part 3 Supplementary Requirements for Fuses for Use by Unskilled Persons ( Fuses Mainly for Household and Similar Applications ) — Examples of Standardized Systems of Fuses A to F | COMPONENT_PRODUCT |  | Product Specification | 23619 | Draft/Formulation | 2010
29445 | IS/IEC 60947 (Part 3):2020 | IS/IEC/TR 60269 (Part 5):2014 | Low-Voltage Fuses Part 5 Guidance for the Application of Low-Voltage Fuses | REFERENCED_UNKNOWN |  | Others | 23620 | Draft/Formulation | 2014
29445 | IS/IEC 60947 (Part 3):2020 | IS/IEC 60269 (Part 6):2010 | Low-Voltage Fuses Part 6 Supplementary Requirements for Fuse-Links for the Protection of Solar Photovoltaic Energy Systems | COMPONENT_PRODUCT |  | Product Specification | 23621 | Draft/Formulation | 2010
29445 | IS/IEC 60947 (Part 3):2020 | IS/IEC 60269 (Part 1):2014 | Low-Voltage Fuses Part 1 General Requirements | COMPONENT_PRODUCT |  | Product Specification | 23624 | Draft/Formulation | 2014
29445 | IS/IEC 60947 (Part 3):2020 | IS/IEC 60695 (Part 2/Sec 11):2021 | Fire Hazard Testing Part 2: Glowinghot-wire based test methods Section 11: Glow-wire flammability test method for end products GWEPT | TEST_METHOD |  | Methods of tests | 28701 | Current | 2021
29445 | IS/IEC 60947 (Part 3):2020 | IS/IEC 60269 (Part 2):2016 | Low-Voltage Fuses Part 2 Supplementary Requirements for Fuses for Use by Authorized Persons ( Fuses Mainly for Industrial Application ) - Examples of Standardized Systems of Fuses A to K | COMPONENT_PRODUCT |  | Product Specification | 24702 | Draft/Formulation | 2016
29445 | IS/IEC 60947 (Part 3):2020 | IEC 60034 (Part-12):2024 | Rotating electrical machines — Part 12: Starting performance of single speed three-phase cage induction motors | REFERENCED_UNKNOWN |  |  |  | NOT_IN_INDEX
29445 | IS/IEC 60947 (Part 3):2020 | IEC 60034 (Part-30) (Sec-1):2025 | Rotating electrical machines — Part 30-1: Efficiency classes of line operated AC motors (IE code) | REFERENCED_UNKNOWN |  |  |  | NOT_IN_INDEX
29445 | IS/IEC 60947 (Part 3):2020 | IEC 60228:2023 | Conductors of insulated cable | REFERENCED_UNKNOWN |  |  |  | NOT_IN_INDEX
29445 | IS/IEC 60947 (Part 3):2020 | IEC 60417:2026 | Graphical symbols for use on equipmen | REFERENCED_UNKNOWN |  |  |  | NOT_IN_INDEX
29445 | IS/IEC 60947 (Part 3):2020 | IEC 61545:1996 | Connecting devices — Devices for the connection of aluminium conductors in clamping units of any material and copper conductors in aluminium bodied clamping units | COMPONENT_PRODUCT |  |  |  | NOT_IN_INDEX
29445 | IS/IEC 60947 (Part 3):2020 | IEC 62208:2023 | Empty enclosures for low-voltage switchgear and controlgear assemblies — General requirements | REFERENCED_UNKNOWN |  |  |  | NOT_IN_INDEX
29509 | IS/IEC 62271 (Part 105):2021 | IS 1885 (Part 17):2024 | Electrotechnical Vocabulary Part 17 Switchgear and Control Gear (Second Revision) | TERMINOLOGY |  | Terminology | 31061 | Current | 2024
29509 | IS/IEC 62271 (Part 105):2021 | IS 9385 (Part 1):2024 | High-Voltage Fuses Part 1 Current-Limiting Fuses (Second Revision) | COMPONENT_PRODUCT |  | Product Specification | 32091 | Current | 2024
29509 | IS/IEC 62271 (Part 105):2021 | IS/IEC 61730 (Part 1):2023 | Photovoltaic (PV) Module Safety Qualification Part 1 Requirements for Construction (Second Revision) | COMPONENT_PRODUCT |  | Product Specification | 33676 | Current | 2023
29509 | IS/IEC 62271 (Part 105):2021 | IS 16102 (Part 1):2026 | Self-Ballasted LED Lamps for General Lighting Services Part 1 Safety Requirements (First Revision) | COMPONENT_PRODUCT |  | Product Specification | 65893 | Current | 2026
29509 | IS/IEC 62271 (Part 105):2021 | IS/ISO 5840:2005 | Cardiovascular implants - Cardiac valve prostheses | REFERENCED_UNKNOWN |  |  |  | NOT_IN_INDEX
29509 | IS/IEC 62271 (Part 105):2021 | IS 3025 (Part 74):2022 | Methods of Sampling and Test (Physical and Chemical) for Water and Waste Water Part 74 Vanadium | TEST_METHOD |  | Methods of tests | 27311 | Draft/Formulation | 2022
29509 | IS/IEC 62271 (Part 105):2021 | IEC 60265 (Part 1):1998 |  | REFERENCED_UNKNOWN |  |  |  | NOT_IN_INDEX
29509 | IS/IEC 62271 (Part 105):2021 | IEC 60282 (Part 1):2002 |  | REFERENCED_UNKNOWN |  |  |  | NOT_IN_INDEX
29509 | IS/IEC 62271 (Part 105):2021 | IEC 60694:1996 |  | REFERENCED_UNKNOWN |  |  |  | NOT_IN_INDEX
29509 | IS/IEC 62271 (Part 105):2021 | IEC 60787:1983 |  | REFERENCED_UNKNOWN |  |  |  | NOT_IN_INDEX
29509 | IS/IEC 62271 (Part 105):2021 | IEC 62271 (Part 100):2001 |  | REFERENCED_UNKNOWN |  |  |  | NOT_IN_INDEX
29509 | IS/IEC 62271 (Part 105):2021 | IEC 62271 (Part 102):2001 |  | REFERENCED_UNKNOWN |  |  |  | NOT_IN_INDEX
29518 | IS/IEC/TS 61439 (Part 7):2023 | IS 9000 (Part 7/Sec 1):2018 | Basic environmental testing procedures for electronic and electrical items: Part 7 impact test: Sec 1 shock (Test Ea) (Second Revision) | TEST_METHOD |  | Methods of tests | 16233 | Current | 2018
29518 | IS/IEC/TS 61439 (Part 7):2023 | IS/IEC 61439 (Part 1):2020 | Low-voltage switchgear and controlgear assemblies Part 1: General rules (First Revision) | SAFETY_STANDARD |  | Safety Standard | 29820 | Current | 2020
29518 | IS/IEC/TS 61439 (Part 7):2023 | IS 17050:2023 | Degrees of protection provided by enclosures for electrical equipment against external mechanical impacts IK Code | SAFETY_STANDARD |  | Safety Standard | 29029 | Current | 2023
29518 | IS/IEC/TS 61439 (Part 7):2023 | IEC 60068 (Part 2/Sec 75) |  | REFERENCED_UNKNOWN |  |  |  | NOT_IN_INDEX
29519 | IS/IEC 61439 (Part 2):2020 | IS B2557:1994 | Annatto colour for food products – Specification | COMPONENT_PRODUCT |  |  |  | NOT_IN_INDEX
29519 | IS/IEC 61439 (Part 2):2020 | IS 16504 (Part 1):2019 | Safety of Machinery — Electrical Equipment of Machines Part 1 General Requirements ( First Revision ) | SAFETY_STANDARD |  | Others | 22488 | Current | 2019
29519 | IS/IEC 61439 (Part 2):2020 | IS 17050:2023 | Degrees of protection provided by enclosures for electrical equipment against external mechanical impacts IK Code | SAFETY_STANDARD |  | Safety Standard | 29029 | Current | 2023
29519 | IS/IEC 61439 (Part 2):2020 | IEC 61140:2016 |  | REFERENCED_UNKNOWN |  |  |  | NOT_IN_INDEX
29520 | IS/IEC 60947 (Part 6/Sec 2):2020 | IS 1271:2012 | Electrical insulation - Thermal evaluation and designation (Second Revision) | REFERENCED_UNKNOWN |  | Others | 4144 | Current | 2012
29520 | IS/IEC 60947 (Part 6/Sec 2):2020 | IS/IEC 60715:2017 | Dimensions of low - Voltage switchgear and controlgear - Standardized mounting on rails for mechanical support of switchgear, controlgear and accessories (First Revision) | REFERENCED_UNKNOWN |  | Dimensions | 17563 | Current | 2017
29520 | IS/IEC 60947 (Part 6/Sec 2):2020 | IS/IEC 60947 (Part 2):2016 | Low - Voltage switchgear and controlgear: Part 2 circuit - Breakers (First Revision) | COMPONENT_PRODUCT |  | Product Specification | 17826 | Current | 2016
29520 | IS/IEC 60947 (Part 6/Sec 2):2020 | IS 14700 (Part 6/Sec 2):2019 | Electromagnetic Compatibility ( EMC ) Part 6 Generic Standards Section 2 Immunity standard for industrial environments ( First Revision ) | TEST_METHOD |  | Methods of tests | 18413 | Current | 2019
29520 | IS/IEC 60947 (Part 6/Sec 2):2020 | IS/IEC 60730 (Part 1):1999 | Automatic electrical controls for household and similar use : part 1 General Requirements | REFERENCED_UNKNOWN |  | Others | 20833 | Draft/Formulation | 1999
29520 | IS/IEC 60947 (Part 6/Sec 2):2020 | IS 17778:2022 | Bidis — Determination of Total and Nicotine-Free Dry Particulate Matter Using a Linear Routine Analytical Smoking Machine | TEST_METHOD |  | Methods of tests | 27016 | Draft/Formulation | 2022
29520 | IS/IEC 60947 (Part 6/Sec 2):2020 | IS/ISO 26262 (Part 10):2018 | Road vehicles Functional safety Part 10: Guidelines on ISO 26262 | SAFETY_STANDARD |  | Safety Standard | 27253 | Draft/Formulation | 2018
29520 | IS/IEC 60947 (Part 6/Sec 2):2020 | IS 18995 (Part 4):2025 | Dental Rotary Instruments - Cutters Part 4 Miniature Carbide Laboratory Cutters | COMPONENT_PRODUCT |  | Product Specification | 33232 | Draft/Formulation | 2025
29520 | IS/IEC 60947 (Part 6/Sec 2):2020 | IEC 60417 |  | REFERENCED_UNKNOWN |  |  |  | NOT_IN_INDEX
29520 | IS/IEC 60947 (Part 6/Sec 2):2020 | IEC 60617 |  | REFERENCED_UNKNOWN |  |  |  | NOT_IN_INDEX
29520 | IS/IEC 60947 (Part 6/Sec 2):2020 | IEC 61051 (Part 2) |  | REFERENCED_UNKNOWN |  |  |  | NOT_IN_INDEX
29521 | IS/IEC 60947 (Part 6/Sec 1):2021 | IS/IEC 60715:2017 | Dimensions of low - Voltage switchgear and controlgear - Standardized mounting on rails for mechanical support of switchgear, controlgear and accessories (First Revision) | REFERENCED_UNKNOWN |  | Dimensions | 17563 | Current | 2017
29521 | IS/IEC 60947 (Part 6/Sec 1):2021 | IS/IEC 60947 (Part 2):2016 | Low - Voltage switchgear and controlgear: Part 2 circuit - Breakers (First Revision) | COMPONENT_PRODUCT |  | Product Specification | 17826 | Current | 2016
29521 | IS/IEC 60947 (Part 6/Sec 1):2021 | IS/IEC 60947 (Part 4/Sec 1):2023 | Low-Voltage Switchgear and Controlgear Part 4 Contactors and Motor-Starters Section 1 Electromechanical Contactors and Motor-Starters | COMPONENT_PRODUCT |  | Product Specification | 66587 | Current | 2023
29521 | IS/IEC 60947 (Part 6/Sec 1):2021 | IS/IEC 60947 (Part 5/Sec 1):2024 | Low-Voltage Switchgear and Controlgear Part 5 Control Circuit Devices and Switching Elements Section 1 Electromechanical Control Circuit Devices (Third Revision) | COMPONENT_PRODUCT |  | Product Specification | 66503 | Current | 2024
29521 | IS/IEC 60947 (Part 6/Sec 1):2021 | IS/IEC 60947 (Part 3):2020 | Low-Voltage Switchgear and Controlgear: Part 3 Switches Disconnectors Switch-Disconnectors and Fuse-Combination Units | COMPONENT_PRODUCT |  | Product Specification | 29445 | Current | 2020
29521 | IS/IEC 60947 (Part 6/Sec 1):2021 | IS/IEC 60947 (Part 5/Sec 2):2019 | LLow-Voltage Switchgear and Controlgear Part 5 Control Circuit Devices and Switching Elements Section 2 Proximity Switches ( First Revision ) | COMPONENT_PRODUCT |  | Product Specification | 29637 | Current | 2019
29521 | IS/IEC 60947 (Part 6/Sec 1):2021 | IS/IEC 60947 (Part 6/Sec 1):2021 | Low-voltage switchgear and controlgear Part 6 Multiple function equipment Section 1 Transfer switching equipment (First Revision) | COMPONENT_PRODUCT |  | Product Specification | 29521 | Current | 2021
29521 | IS/IEC 60947 (Part 6/Sec 1):2021 | IS/IEC 60812:2018 | Failure Modes and Effects Analysis ( FMEA and FMECA ) | INSTALLATION_CODE |  | Code of Practice | 25123 | Draft/Formulation | 2018
29521 | IS/IEC 60947 (Part 6/Sec 1):2021 | IS 17778:2022 | Bidis — Determination of Total and Nicotine-Free Dry Particulate Matter Using a Linear Routine Analytical Smoking Machine | TEST_METHOD |  | Methods of tests | 27016 | Draft/Formulation | 2022
29521 | IS/IEC 60947 (Part 6/Sec 1):2021 | IS/ISO/TR 32220:2021 | Sustainable finance - Basic concepts and key initiatives | REFERENCED_UNKNOWN |  | Others | 28354 | Draft/Formulation | 2021
29521 | IS/IEC 60947 (Part 6/Sec 1):2021 | IS/ISO 56007:2023 | Innovation Management - Tools and Methods for Managing Opportunities and Ideas - Guidance | REFERENCED_UNKNOWN |  | Others | 33192 | Draft/Formulation | 2023
29521 | IS/IEC 60947 (Part 6/Sec 1):2021 | IS 19206 (Part 4):2025 | Photography - Photographic Grade Chemicals - Test Methods - Part 4 Determination of Residue after Ignition | TEST_METHOD |  | Methods of tests | 33210 | Draft/Formulation | 2025
29521 | IS/IEC 60947 (Part 6/Sec 1):2021 | IS 18995 (Part 4):2025 | Dental Rotary Instruments - Cutters Part 4 Miniature Carbide Laboratory Cutters | COMPONENT_PRODUCT |  | Product Specification | 33232 | Draft/Formulation | 2025
29521 | IS/IEC 60947 (Part 6/Sec 1):2021 | IEC 60068 (Part 2/Sec 2):2007 |  | REFERENCED_UNKNOWN |  |  |  | NOT_IN_INDEX
29521 | IS/IEC 60947 (Part 6/Sec 1):2021 | IEC 60417 |  | REFERENCED_UNKNOWN |  |  |  | NOT_IN_INDEX
29521 | IS/IEC 60947 (Part 6/Sec 1):2021 | IEC 61000 (Part 4/Sec 13):2002 |  | REFERENCED_UNKNOWN |  |  |  | NOT_IN_INDEX
29591 | IS 8800:2023 | IS 10181:1982 | Method for determination of magnetic permeability of iron and steel | TEST_METHOD |  | Methods of tests | 956 | Draft/Formulation | 1982
29591 | IS 8800:2023 | IS 1030:1998 | Carbon steel castings for general engineering purposes - Specification (Fifth Revision) | COMPONENT_PRODUCT |  | Product Specification | 1118 | Current | 1998
29591 | IS 8800:2023 | IS 10461 (Part 1):2025 | Resistance to inter - Granular corrosion of austenitic stainless steels - Method for determination - Part 1 : corrosion test in nitric acid medium by measurement of loss in mass Huey Test | TEST_METHOD |  | Methods of tests | 33648 | Current | 2025
29591 | IS 8800:2023 | IS 10461 (Part 2):1994 | Resistance to intergranular corrosion of austenitic stainless steels - Method for determination: Part 2 corrosion test in a sulphuric acid/copper sulphate medium in the presence of copper turnings (Monypenny Strauss Test) in the presence of copper turnings (Monypenny Strauss Test) (First Revision) | TEST_METHOD |  | Methods of tests | 1288 | Current | 1994
29591 | IS 8800:2023 | IS 10724:2023 | ACCEPTANCE STANDARDS FOR MAGNETIC PARTICLE INSPECTION OF STEEL CASTINGS - SPECIFICATION | INSTALLATION_CODE |  | Code of Practice | 29593 | Current | 2023
29591 | IS 8800:2023 | IS 11166:1993 | Permissible deviation on dimensions, surface roughness and mass of steel castings made with investment casting process (First Revision) | REFERENCED_UNKNOWN |  | Dimensions | 2200 | Current | 1993
29591 | IS 8800:2023 | IS 11732:1995 | Acceptance standards for liquid penetrant inspection of steel casting (First Revision) | INSTALLATION_CODE |  | Code of Practice | 2890 | Current | 1995
29591 | IS 8800:2023 | IS 11758:1994 | Precipitation hardening stainless steel castings - Specification (First Revision) | COMPONENT_PRODUCT |  | Product Specification | 2917 | Current | 1994
29591 | IS 8800:2023 | IS 12938:1990 | Acceptance standards for radiographic inspection of steel castings | INSTALLATION_CODE |  | Code of Practice | 4412 | Draft/Formulation | 1990
29591 | IS 8800:2023 | IS 12968:1991 | Steel castings for crankshafts for marine engines - Specification | COMPONENT_PRODUCT |  | Product Specification | 4443 | Draft/Formulation | 1991
29591 | IS 8800:2023 | IS 13505:1992 | Centrifugally cast high alloy steel and nickel base tubing for pressure application at high temperature - Specification | COMPONENT_PRODUCT |  | Product Specification | 5164 | Draft/Formulation | 1992
29591 | IS 8800:2023 | IS 1599:2023 | Metallic materials Bend test | TEST_METHOD |  | Methods of tests | 29584 | Current | 2023
29591 | IS 8800:2023 | IS 1757 (Part 1):2020 | Metallic Materials — Charpy Pendulum Impact Test Part 1 Test Method ( Fourth Revision ) | TEST_METHOD |  | Methods of tests | 8162 | Current | 2020
29591 | IS 8800:2023 | IS 2595:2008 | Industrial radiographic testing - Code of practice (Second Revision) | INSTALLATION_CODE |  | Code of Practice | 9118 | Current | 2008
29591 | IS 8800:2023 | IS 2644:1994 | High strength steel castings for general engineering and structural purposes - Specification (Fourth Revision) | COMPONENT_PRODUCT |  | Product Specification | 9167 | Current | 1994
29591 | IS 8800:2023 | IS 2708:1993 | 1.5 percent manganese steel castings for general engineering purposes - Specification (Third Revision) | COMPONENT_PRODUCT |  | Product Specification | 9221 | Current | 1993
29591 | IS 8800:2023 | IS 2762:2009 | Wire rope slings and sling legs - Specification (Second Revision) | COMPONENT_PRODUCT |  | Product Specification | 9297 | Current | 2009
29591 | IS 8800:2023 | IS 2787:2006 | Oil pressure heaters - Specification (Third Revision) | COMPONENT_PRODUCT |  | Product Specification | 9318 | Under Revision | 2006
29591 | IS 8800:2023 | IS 288:1981 | Specification for arsenical copper rods for boiler stay bolts and rivets (Fourth Revision) | COMPONENT_PRODUCT |  | Product Specification | 9402 | Current | 1981
29591 | IS 8800:2023 | IS 2985:1990 | Steel Castings for Ship's Structure | COMPONENT_PRODUCT |  | Product Specification | 9481 | Current | 1990
29591 | IS 8800:2023 | IS 2986:1990 | Steel castings for marine engines and boilers - Specifcication (Second Revision) | COMPONENT_PRODUCT |  | Product Specification | 9482 | Current | 1990
29591 | IS 8800:2023 | IS 3038:2006 | Martensitic stainless steel and alloy steel castings for pressure containing parts suitable for high temperature service - Specification (Fourth Revision) | COMPONENT_PRODUCT |  | Product Specification | 9613 | Current | 2006
29591 | IS 8800:2023 | IS 3407 (Part 1):1983 | Method for creep testing of steel at elevated temperatures: Part 1 tensile creep testing (First Revision) | TEST_METHOD |  | Methods of tests | 10011 | Current | 1983
29591 | IS 8800:2023 | IS 3407 (Part 2):1983 | Method for creep testing of steel at elevated temperatures: Part 2 tensile creep stress rupture testing (First Revision) | TEST_METHOD |  | Methods of tests | 10012 | Current | 1983
29591 | IS 8800:2023 | IS 3444:1999 | Corrosion resistant high alloy steel and nickel base castings for general applications - Specification (Third Revision) | COMPONENT_PRODUCT |  | Product Specification | 10040 | Current | 1999
29591 | IS 8800:2023 | IS 3658:1999 | Code of practice for liquid penetrant flaw detection (Second Revision) | INSTALLATION_CODE |  | Code of Practice | 10246 | Current | 1999
29591 | IS 8800:2023 | IS 4098:1983 | Specification for lime - Pozzolana mixture (First Revision) | COMPONENT_PRODUCT |  | Product Specification | 10731 | Current | 1983
29591 | IS 8800:2023 | IS 4491:1994 | Steel castings of high magnetic permeability - Specification (Third Revision) | COMPONENT_PRODUCT |  | Product Specification | 11160 | Current | 1994
29591 | IS 8800:2023 | IS 4522:1986 | Specification for heat resistant alloy steel and nickel base castings (Second Revision) | COMPONENT_PRODUCT |  | Product Specification | 11199 | Current | 1986
29591 | IS 8800:2023 | IS 4896:1992 | One percent chromium steel castings for resistance to abrasion - Specification (Second Revision) | COMPONENT_PRODUCT |  | Product Specification | 11620 | Current | 1992
29591 | IS 8800:2023 | IS 4897:1994 | Deviations on untoleranced dimensions and mass of steel castings (Third Revision) | REFERENCED_UNKNOWN |  | Dimensions | 11621 | Current | 1994
29591 | IS 8800:2023 | IS 4899:2006 | Ferritic and martensitic steel castings for use at low temperature - Specification (Third Revision) | COMPONENT_PRODUCT |  | Product Specification | 11623 | Current | 2006
29591 | IS 8800:2023 | IS 5530:2005 | Recommendations for production, rectification and repair of steel castings by metal arc welding process (Second Revision) | INSTALLATION_CODE |  | Code of Practice | 12307 | Current | 2005
29591 | IS 8800:2023 | IS 6079:1989 | Low alloy cast steel grinding media - Specification (Second Revision) | COMPONENT_PRODUCT |  | Product Specification | 12904 | Current | 1989
29591 | IS 8800:2023 | IS 6601:1987 | Permissible deviations in chemical composition for product analysis of steel castings (First Revision) | COMPONENT_PRODUCT |  | Dimensions | 13464 | Current | 1987
29591 | IS 8800:2023 | IS 6907:1992 | Steel castings - Mcethods of sampling (First Revision) | INSTALLATION_CODE |  | Code of Practice | 13790 | Current | 1992
29591 | IS 8800:2023 | IS 7666:1988 | Ultrasonic examination of ferritic castings of carbon and low alloy steel - Recommedned procedure (First Revision) | INSTALLATION_CODE |  | Code of Practice | 14657 | Current | 1988
29591 | IS 8800:2023 | IS 7806:1993 | Martensitic steel and austenitic high alloy steel castings for high temperature corrosion services - Specification (Second Revision) | COMPONENT_PRODUCT |  | Product Specification | 14831 | Current | 1993
29591 | IS 8800:2023 | IS 7899:2006 | Alloy steel castings suitable for pressure service - Specification (Third Revision) | COMPONENT_PRODUCT |  | Product Specification | 14943 | Current | 2006
29591 | IS 8800:2023 | IS 8092:1992 | Code for inspection of surface quality of steel castings for valves, fittings and other piping compone - Nuts (Visual Method) (First Revision) | INSTALLATION_CODE |  | Code of Practice | 15157 | Current | 1992
29591 | IS 8800:2023 | IS 9541:1987 | Specification for cast CTC segments (First Revision) | COMPONENT_PRODUCT |  | Product Specification | 16936 | Under Revision | 1987
29591 | IS 8800:2023 | IS 9565:2023 | ACCEPTANCE STANDARDS FOR ULTRASONIC INSPECTION OF STEEL CASTINGS-SPECIFICATION | INSTALLATION_CODE |  | Code of Practice | 29800 | Current | 2023
29591 | IS 8800:2023 | IS 1586 (Part 1):2025 | Metallic materials Rockwell hardness testPart 1: Test method (Sixth Revision) | TEST_METHOD |  | Methods of tests | 33732 | Current | 2025
29591 | IS 8800:2023 | IS 1608 (Part 2):2020 | Metallic Materials - Tensile Testing Part 2 Method of Test at Elevated Temperature ( Fourth Revision ) | TEST_METHOD |  | Methods of tests | 24975 | Draft/Formulation | 2020
29591 | IS 8800:2023 | IS 1528 (Part 29):2025 | Methods of Sampling and Physical Tests for Refractory Materials : Part 29 Determination of dynamic Young-s modulus (MOE) at elevated temperatures by impulse excitation of vibration | TEST_METHOD |  | Methods of tests | 32972 | Draft/Formulation | 2025
29594 | IS 11110:2023 | IS 1387:1993 | General requirements for the supply of metallurgical materials (Second Revision) | COMPONENT_PRODUCT |  | Others | 5659 | Current | 1993
29594 | IS 11110:2023 | IS 4027 (Part 1):2025 | Methods for Chemical Analysis of Bronzes Part 1 Determination of Copper and Lead by Electrolytic Method (Second Revision) | TEST_METHOD |  | Methods of tests | 33645 | Current | 2025
29594 | IS 11110:2023 | IS 4027 (Part 2):2023 | Chemical analysis of bronzes - Methods Part 2 Determination of manganese - Photometric method | TEST_METHOD |  | Methods of tests | 29877 | Current | 2023
29594 | IS 11110:2023 | IS 4027 (Part 3):2025 | Methods for Chemical Analysis of Bronzes Part 3 Determination of Phosphorus by Volumetric Method (Second Revision) | TEST_METHOD |  | Methods of tests | 33463 | Current | 2025
29594 | IS 11110:2023 | IS 4027 (Part 4):2025 | Methods for Chemical Analysis of Bronzes Part 4 Determination of Nickel by Dimethylglyoxime Photometric Method (Second Revision) | TEST_METHOD |  | Methods of tests | 33646 | Current | 2025
29594 | IS 11110:2023 | IS 4027 (Part 5):2025 | Methods for Chemical Analysis of Bronzes Part 5 Determination of Tin by Iodimetric Method (second revision) | TEST_METHOD |  | Methods of tests | 33464 | Current | 2025
29594 | IS 11110:2023 | IS 4027 (Part 6):2025 | Methods for Chemical Analysis of Bronzes Part 6 Determination of Zinc by Complexometric EDTA Method (Second Revision) | TEST_METHOD |  | Methods of tests | 33733 | Current | 2025
29594 | IS 11110:2023 | IS 4027 (Part 7):2025 | Methods of Chemical Analysis of Bronzes Part 7 Determination of Antimony by Rhodamine B Spectrophotometric Method (Second Revision) | TEST_METHOD |  | Methods of tests | 33465 | Current | 2025
29594 | IS 11110:2023 | IS 4027 (Part 8):2025 | Methods for Chemical Analysis of Bronzes Part 8 Determination of Iron (Second Revision) | TEST_METHOD |  | Methods of tests | 33734 | Current | 2025
29594 | IS 11110:2023 | IS 460 (Part 1):2020 | Test Sieves — Specification Part 1 Wire Cloth Test Sieves ( Fourth Revision ) | COMPONENT_PRODUCT |  | Product Specification | 11324 | Current | 2020
29594 | IS 11110:2023 | IS 460 (Part 2):2020 | Test Sieves — Specification Part 2 Perforated Plate Test Sieves ( Fourth Revision ) | COMPONENT_PRODUCT |  | Product Specification | 11325 | Current | 2020
29594 | IS 11110:2023 | IS 460 (Part 3):2020 | Test Sieves — Specification Part 3 Methods of Examination of Apertures of Test Sieves ( Fourth Revision ) | COMPONENT_PRODUCT |  | Product Specification | 11326 | Current | 2020
29594 | IS 11110:2023 | IS 5461:2024 | Metallic powders - Determination of particle size by dry sieving ( Second Revision ) | TEST_METHOD |  | Methods of tests | 30654 | Current | 2024
29594 | IS 11110:2023 | IS 5644 (Part 1):1993 | Metallic powders - Determination of oxygen content by reduction methods: Part 1 general guidelines (Third Revision) | TEST_METHOD |  | Methods of tests | 12432 | Current | 1993
29594 | IS 11110:2023 | IS 5644 (Part 2):2005 | Metallic powders - Determination of oxygen content by reduction methods: Part 2 loss of mass on hydrogen reduction (Hydrogen Loss) (Fourth Revision) | TEST_METHOD |  | Methods of tests | 12433 | Current | 2005
29594 | IS 11110:2023 | IS 5644 (Part 3):2005 | Metallic powders - Determination of oxygen content by reduction methods: Part 3 hydrogen - Reducible oxygen (Fourth Revision) | TEST_METHOD |  | Methods of tests | 12434 | Current | 2005
29594 | IS 11110:2023 | IS 5644 (Part 4):2023 | Metallic powders Determination of oxygen content by reduction methods Part 4: Total oxygen by reduction-extraction Fifth Revision | TEST_METHOD |  | Methods of tests | 29566 | Current | 2023
29594 | IS 11110:2023 | IS 6492:2020 | Powders for Powder Metallurgical Purposes — Sampling ( First Revision ) | TEST_METHOD |  | Others | 13356 | Current | 2020
29594 | IS 11110:2023 | IS 18179:2023 | Manjishtha Rubia cordifolia L Root for use in Traditional Medicine Specification | COMPONENT_PRODUCT |  | Product Specification | 28894 | Draft/Formulation | 2023
29594 | IS 11110:2023 | IS 18329 (Part 2):2023 | SPACE SYSTEMS ELECTRICAL ELECTRONIC AND ELECTROMECHANICAL EEE PARTS PART 2: CONTROL PROGRAMME REQUIREMENTS | COMPONENT_PRODUCT |  | Process Specification | 29482 | Draft/Formulation | 2023
29594 | IS 11110:2023 | IS 18330:2023 | SPACE SYSTEMS DEFINITION OF THE TECHNOLOGY READINESS LEVELS TRLS AND THEIR CRITERIA OF ASSESSMENT | COMPONENT_PRODUCT |  | Process Specification | 29483 | Draft/Formulation | 2023
29631 | IS/IEC 62271 (Part 106):2021 | IS 2071 (Part 1):2016 | High - Voltage test techniques: Part 1 general definitions and test requirements (Third Revision) | COMPONENT_PRODUCT |  | Product Specification | 8612 | Current | 2016
29631 | IS/IEC 62271 (Part 106):2021 | IS 9385 (Part 1):2024 | High-Voltage Fuses Part 1 Current-Limiting Fuses (Second Revision) | COMPONENT_PRODUCT |  | Product Specification | 32091 | Current | 2024
29631 | IS/IEC 62271 (Part 106):2021 | IS/IEC 61730 (Part 1):2023 | Photovoltaic (PV) Module Safety Qualification Part 1 Requirements for Construction (Second Revision) | COMPONENT_PRODUCT |  | Product Specification | 33676 | Current | 2023
29631 | IS/IEC 62271 (Part 106):2021 | IS 16102 (Part 1):2026 | Self-Ballasted LED Lamps for General Lighting Services Part 1 Safety Requirements (First Revision) | COMPONENT_PRODUCT |  | Product Specification | 65893 | Current | 2026
29631 | IS/IEC 62271 (Part 106):2021 | IS/IEC 61196 (Part 1/Sec 108):2011 | Coaxial communication cables Part 1-108: Electrical test methods Test for characteristic impedance phase and group delay electrical length and propagation velocity First Revision | TEST_METHOD |  | Methods of tests | 32903 | Current | 2011
29631 | IS/IEC 62271 (Part 106):2021 | IS/IEC 60255 (Part 21/Sec 1):1988 | Electrical relays: Part 21 vibration, shock, bump and seismic tests on measuring relays and protection equipment: Sec 1 vibration tests (Sinusoidal) | TEST_METHOD |  | Methods of tests | 22154 | Draft/Formulation | 1988
29631 | IS/IEC 62271 (Part 106):2021 | IS 16624:2017 | Live working - Portable equipment for earthing or earthing and short - Circuiting | TEST_METHOD |  | Methods of tests | 22775 | Draft/Formulation | 2017
29631 | IS/IEC 62271 (Part 106):2021 | IS/IEC 61812 (Part 1):2023 | Time Relays and Coupling Relays for Industrial and Residential Use Part 1 Requirements and Tests (First Revision) | COMPONENT_PRODUCT |  | Product Specification | 66677 | Current | 2023
29631 | IS/IEC 62271 (Part 106):2021 | IS 3025 (Part 74):2022 | Methods of Sampling and Test (Physical and Chemical) for Water and Waste Water Part 74 Vanadium | TEST_METHOD |  | Methods of tests | 27311 | Draft/Formulation | 2022
29631 | IS/IEC 62271 (Part 106):2021 | IEC 60068 (Part 2/Sec 1):2007 |  | REFERENCED_UNKNOWN |  |  |  | NOT_IN_INDEX
29631 | IS/IEC 62271 (Part 106):2021 | IEC 60068 (Part 2/Sec 2):2007 |  | REFERENCED_UNKNOWN |  |  |  | NOT_IN_INDEX
29631 | IS/IEC 62271 (Part 106):2021 | IEC 60068 (Part 2/Sec 30):2005 |  | REFERENCED_UNKNOWN |  |  |  | NOT_IN_INDEX
29631 | IS/IEC 62271 (Part 106):2021 | IEC 60076 (Part 2) |  | REFERENCED_UNKNOWN |  |  |  | NOT_IN_INDEX
29631 | IS/IEC 62271 (Part 106):2021 | IEC 60076 (Part 11):2018 |  | REFERENCED_UNKNOWN |  |  |  | NOT_IN_INDEX
29631 | IS/IEC 62271 (Part 106):2021 | IEC 60417 |  | REFERENCED_UNKNOWN |  |  |  | NOT_IN_INDEX
29631 | IS/IEC 62271 (Part 106):2021 | IEC 60644 |  | REFERENCED_UNKNOWN |  |  |  | NOT_IN_INDEX
29631 | IS/IEC 62271 (Part 106):2021 | IEC 61000 (Part 4/Sec 18):2019 |  | REFERENCED_UNKNOWN |  |  |  | NOT_IN_INDEX
29631 | IS/IEC 62271 (Part 106):2021 | IEC 62271 (Part 110):2017 |  | REFERENCED_UNKNOWN |  |  |  | NOT_IN_INDEX
29637 | IS/IEC 60947 (Part 5/Sec 2):2019 | IS 11000 (Part 2/Sec 1):2018 | Fire hazard testing: Part 2 test methods: Sec 1 glow - Wire apparatus and common test procedure (Second Revision) | TEST_METHOD |  |  |  | NOT_IN_INDEX
29637 | IS/IEC 60947 (Part 5/Sec 2):2019 | IS 14700 (Part 4/Sec 2):2018 | Electromagnetic compatibility (EMC): Part 4 testing and measurement techniques: Sec 2 electrostatic discharge immunity test (Second Revision) | TEST_METHOD |  | Methods of tests | 6643 | Current | 2018
29637 | IS/IEC 60947 (Part 5/Sec 2):2019 | IS 14700 (Part 4/Sec 3):2023 | Electromagnetic compatibility EMC Part 4 Testing and Measurement Techniques Section 3 Radiated radio-frequency electromagnetic field immunity test Second Revision | TEST_METHOD |  | Methods of tests | 30008 | Current | 2023
29637 | IS/IEC 60947 (Part 5/Sec 2):2019 | IS 14700 (Part 4/Sec 4):2018 | Electromagnetic compatibility (EMC): Part 4 testing and measurement techniques: Sec 4 electrical fast transient / burst immunity test (Second Revision) | TEST_METHOD |  | Dimensions | 6646 | Current | 2018
29637 | IS/IEC 60947 (Part 5/Sec 2):2019 | IS 14700 (Part 4/Sec 8):2018 | Electromagnetic compatibility (EMC): Part 4 testing and measurement techniques: Sec 8 power frequency magnetic field immunity test (Second Revision) | TEST_METHOD |  | Methods of tests | 6648 | Current | 2018
29637 | IS/IEC 60947 (Part 5/Sec 2):2019 | IS 9000 (Part 7/Sec 1):2018 | Basic environmental testing procedures for electronic and electrical items: Part 7 impact test: Sec 1 shock (Test Ea) (Second Revision) | TEST_METHOD |  | Methods of tests | 16233 | Current | 2018
29637 | IS/IEC 60947 (Part 5/Sec 2):2019 | IS 16108:2012 | Photobiological safety of lamps and lamp systems | SAFETY_STANDARD |  | Others | 21456 | Draft/Formulation | 2012
29637 | IS/IEC 60947 (Part 5/Sec 2):2019 | IS 14700 (Part 4/Sec 6):2026 | Electromagnetic Compatibility EMC Part 4: Testing and Measurement Techniques Section 6: Immunity to Conducted Disturbances Induced by Radio-Frequency Fields First Revision | TEST_METHOD |  | Methods of Tests | 66324 | Current | 2026
29637 | IS/IEC 60947 (Part 5/Sec 2):2019 | IS 16108 (Part 2):2018 | Photobiological safety of lamps and lamp systems: Part 2 guidance on manufacturing requirements relating to non - Laser optical radiation safety | SAFETY_STANDARD |  | Safety Standard | 22785 | Draft/Formulation | 2018
29637 | IS/IEC 60947 (Part 5/Sec 2):2019 | IS 16108 (Part 3):2018 | Photobiological safety of lamps and lamp systems: Part 3 guidelines for the safe use of intense pulsed light source equipment on humans | SAFETY_STANDARD |  | Safety Standard | 22786 | Draft/Formulation | 2018
29637 | IS/IEC 60947 (Part 5/Sec 2):2019 | IS 16996:2018 | Low-Voltage Electrical Installations — Energy Efficiency | INSTALLATION_CODE |  | Code of Practice | 23128 | Draft/Formulation | 2018
29637 | IS/IEC 60947 (Part 5/Sec 2):2019 | IS 16997:2018 | Requirements for Low-Voltage Special Electrical Installations or Locations Solar Photovoltaic ( PV ) Power Supply Systems | INSTALLATION_CODE |  | System Standard | 23129 | Draft/Formulation | 2018
29637 | IS/IEC 60947 (Part 5/Sec 2):2019 | IS/IEC 60695 (Part 2/Sec 11):2021 | Fire Hazard Testing Part 2: Glowinghot-wire based test methods Section 11: Glow-wire flammability test method for end products GWEPT | TEST_METHOD |  | Methods of tests | 28701 | Current | 2021
29637 | IS/IEC 60947 (Part 5/Sec 2):2019 | IS/IEC 60695 (Part 2/Sec 12):2021 | Fire Hazard Testing Part 2: Glowinghot-wire based test methods Section 12: Glow-wire flammability index GWFI Test method for materials | TEST_METHOD |  | Methods of tests | 28702 | Current | 2021
29637 | IS/IEC 60947 (Part 5/Sec 2):2019 | IS/ISO 19023:2018 | Dentistry Orthodontic anchor screws | COMPONENT_PRODUCT |  | Product Specification | 25978 | Draft/Formulation | 2018
29637 | IS/IEC 60947 (Part 5/Sec 2):2019 | IS/ISO/IEC 10373 (Part 9):2011 | Identification Cards — Test Methods Part 9 Optical Memory Cards — Holographic Recording Method | TEST_METHOD |  | Methods of tests | 25986 | Draft/Formulation | 2011
29637 | IS/IEC 60947 (Part 5/Sec 2):2019 | IS/IEC 60794 (Part 3/Sec 21):2015 | OPTICAL FIBRE CABLES PART 3 OUTDOOR CABLES SECTION 21 PRODUCT SPECIFICATION FOR OPTICAL SELF-SUPPORTING AERIAL TELECOMMUNICATION CABLES FOR USE IN PREMISES CABLING | COMPONENT_PRODUCT |  | Product Specification | 25987 | Draft/Formulation | 2015
29637 | IS/IEC 60947 (Part 5/Sec 2):2019 | IS/ISO 8066 (Part 2):2001 | Rubber and Plastics Hoses and Hose Assemblies for Automotive Air Conditioning Specification Part 2 Refrigerant 134a | COMPONENT_PRODUCT |  | Product Specification | 25991 | Draft/Formulation | 2001
29637 | IS/IEC 60947 (Part 5/Sec 2):2019 | IS 8066 (Part 3):2020 | Rubber and Plastics Hoses and Hose assemblies for Automotive Air Conditioning Specification Part 3 Refrigerant 1234yf | COMPONENT_PRODUCT |  | Product Specification | 25992 | Draft/Formulation | 2020
29637 | IS/IEC 60947 (Part 5/Sec 2):2019 | IS 1885 (Part 88):2022 | Electrotechnical Vocabulary Part 88: Space Radio Communications | TERMINOLOGY |  | Terminology | 26967 | Draft/Formulation | 2022
29637 | IS/IEC 60947 (Part 5/Sec 2):2019 | IS 17661 (Part 1):2022 | Ships and marine technology Marine NOX Reduction Agent AUS 40 Part 1: Quality Requirements | COMPONENT_PRODUCT |  | Product Specification | 26981 | Draft/Formulation | 2022
29637 | IS/IEC 60947 (Part 5/Sec 2):2019 | IS 17757:2022 | Textiles Automotive Tufted Floor Covering Specification | COMPONENT_PRODUCT |  | Product Specification | 26982 | Draft/Formulation | 2022
29637 | IS/IEC 60947 (Part 5/Sec 2):2019 | IS 17758:2022 | Textiles Automotive Non-woven CarpetMat Specification | COMPONENT_PRODUCT |  | Product Specification | 26983 | Draft/Formulation | 2022
29637 | IS/IEC 60947 (Part 5/Sec 2):2019 | IS 17804 (Part 1):2022 | Determination of Substances Characteristic of Green and Black Tea Part 1: Content of Total Polyphenols in Tea Colorimetric Method Using Folin-Ciocalteu Reagent (Adoption of ISO 14502-1:2005 along with its Cor 1:2006) | TEST_METHOD |  | Methods of tests | 26984 | Draft/Formulation | 2022
29637 | IS/IEC 60947 (Part 5/Sec 2):2019 | IS 17778:2022 | Bidis — Determination of Total and Nicotine-Free Dry Particulate Matter Using a Linear Routine Analytical Smoking Machine | TEST_METHOD |  | Methods of tests | 27016 | Draft/Formulation | 2022
29637 | IS/IEC 60947 (Part 5/Sec 2):2019 | IS 17792:2022 | Vacuum gas oil VGO - Specification | COMPONENT_PRODUCT |  | Product Specification | 27088 | Draft/Formulation | 2022
29637 | IS/IEC 60947 (Part 5/Sec 2):2019 | IS/IEC/TS 63042 (Part 201):2018 | UHV AC TRANSMISSION SYSTEMS Part 201: UHV AC substation design | REFERENCED_UNKNOWN |  | System Standard | 27297 | Draft/Formulation | 2018
29637 | IS/IEC 60947 (Part 5/Sec 2):2019 | IS 17772 (Part 2):2022 | Ophthalmic optics Semi-finished spectacle lens blanks Part 2: Specifications for progressive-power and degressive-power lens blanks | COMPONENT_PRODUCT |  | Product Specification | 27298 | Draft/Formulation | 2022
29637 | IS/IEC 60947 (Part 5/Sec 2):2019 | IS 17859 (Part 1):2022 | Dentistry Endodontic instruments Part 1: General requirements | COMPONENT_PRODUCT |  | Product Specification | 27299 | Draft/Formulation | 2022
29637 | IS/IEC 60947 (Part 5/Sec 2):2019 | IS 17836:2022 | Nanotechnologies Guidance on physico-chemical characterization of engineered nanoscale materials for toxicologic assessment | INSTALLATION_CODE |  | Code of Practice | 27302 | Draft/Formulation | 2022
29637 | IS/IEC 60947 (Part 5/Sec 2):2019 | IS 17845:2022 | Nanotechnologies Characterization of multiwall carbon nanotube MWCNT samples | INSTALLATION_CODE |  | Code of Practice | 27303 | Draft/Formulation | 2022
29637 | IS/IEC 60947 (Part 5/Sec 2):2019 | IS/ISO 23897:2020 | Financial services Unique transaction identifier UTI | COMPONENT_PRODUCT |  | Service Specification | 27671 | Draft/Formulation | 2020
29637 | IS/IEC 60947 (Part 5/Sec 2):2019 | IS/ISO/IEC 14443 (Part 4):2018 | Cards and security devices for personal identification Contactless proximity objects Part 4: Transmission protocol Amendment - 1 | COMPONENT_PRODUCT |  | Product Specification | 28064 | Under Review | 2018
29637 | IS/IEC 60947 (Part 5/Sec 2):2019 | IS 8085 (Part 19):2023 | METHODS OF TEST FOR FOOTWEAR PART 19 SHEAR STRENGTH BEFORE AND AFTER REPEATED CLOSING FOR ACCESSORIES TOUCH AND CLOSE FASTENERS | TEST_METHOD |  | Methods of tests | 29549 | Draft/Formulation | 2023
29637 | IS/IEC 60947 (Part 5/Sec 2):2019 | IS 18341:2023 | Rigid Protective Covers for Live Working on A.C. Installation | COMPONENT_PRODUCT |  | Product Specification | 30016 | Draft/Formulation | 2023
29637 | IS/IEC 60947 (Part 5/Sec 2):2019 | IS 18995 (Part 4):2025 | Dental Rotary Instruments - Cutters Part 4 Miniature Carbide Laboratory Cutters | COMPONENT_PRODUCT |  | Product Specification | 33232 | Draft/Formulation | 2025
29637 | IS/IEC 60947 (Part 5/Sec 2):2019 | IEC 60068 (Part 2/Sec 14):2009 |  | REFERENCED_UNKNOWN |  |  |  | NOT_IN_INDEX
29637 | IS/IEC 60947 (Part 5/Sec 2):2019 | IEC 60068 (Part 2/Sec 30):2005 |  | REFERENCED_UNKNOWN |  |  |  | NOT_IN_INDEX
29637 | IS/IEC 60947 (Part 5/Sec 2):2019 | IEC 60417 |  | REFERENCED_UNKNOWN |  |  |  | NOT_IN_INDEX
29637 | IS/IEC 60947 (Part 5/Sec 2):2019 | IEC 60445:2017 |  | REFERENCED_UNKNOWN |  |  |  | NOT_IN_INDEX
29637 | IS/IEC 60947 (Part 5/Sec 2):2019 | IEC 60825 (Part 1):2014 |  | REFERENCED_UNKNOWN |  |  |  | NOT_IN_INDEX
29637 | IS/IEC 60947 (Part 5/Sec 2):2019 | IEC 60947 (Part 5/Sec 3) |  | REFERENCED_UNKNOWN |  |  |  | NOT_IN_INDEX
29637 | IS/IEC 60947 (Part 5/Sec 2):2019 | IEC 61140 |  | REFERENCED_UNKNOWN |  |  |  | NOT_IN_INDEX
29637 | IS/IEC 60947 (Part 5/Sec 2):2019 | EN 10084:2008 |  | REFERENCED_UNKNOWN |  |  |  | NOT_IN_INDEX
29637 | IS/IEC 60947 (Part 5/Sec 2):2019 | ISO/TR 622471 (Part 2):2009 |  | REFERENCED_UNKNOWN |  |  |  | NOT_IN_INDEX
29637 | IS/IEC 60947 (Part 5/Sec 2):2019 | IEC 117:2010 |  | REFERENCED_UNKNOWN |  |  |  | NOT_IN_INDEX
29666 | IS/IEC 62271 (Part 100):2021 | IS 1885 (Part 17):2024 | Electrotechnical Vocabulary Part 17 Switchgear and Control Gear (Second Revision) | TERMINOLOGY |  | Terminology | 31061 | Current | 2024
29666 | IS/IEC 62271 (Part 100):2021 | IS 1885 (Part 32):2019 | Electrotechnical Vocabulary Part 32 Electric Cables ( Second Revision ) | TERMINOLOGY |  | Terminology | 8311 | Current | 2019
29666 | IS/IEC 62271 (Part 100):2021 | IS 1885 (Part 74):2012 | Electrotechnical vocabulary: Part 74 electrical and magnetic devices (First Revision) | TERMINOLOGY |  | Terminology | 8364 | Draft/Formulation | 2012
29666 | IS/IEC 62271 (Part 100):2021 | IS 2071 (Part 1):2016 | High - Voltage test techniques: Part 1 general definitions and test requirements (Third Revision) | COMPONENT_PRODUCT |  | Product Specification | 8612 | Current | 2016
29666 | IS/IEC 62271 (Part 100):2021 | IS/IEC 61730 (Part 1):2023 | Photovoltaic (PV) Module Safety Qualification Part 1 Requirements for Construction (Second Revision) | COMPONENT_PRODUCT |  | Product Specification | 33676 | Current | 2023
29666 | IS/IEC 62271 (Part 100):2021 | IS/IEC 60270:2000 | High - Voltage test techniques - Partial discharge measurements | TEST_METHOD |  | Methods of tests | 21466 | Draft/Formulation | 2000
29666 | IS/IEC 62271 (Part 100):2021 | IS/ISO 15761:2020 | STEEL GATE GLOBE AND CHECK VALVES FOR SIZES DN 100 AND SMALLER FOR THE PETROLEUM AND NATURAL GAS INDUSTRIES | COMPONENT_PRODUCT |  | Product Specification | 27309 | Current | 2020
29666 | IS/IEC 62271 (Part 100):2021 | IS/IEC 61196 (Part 1/Sec 108):2011 | Coaxial communication cables Part 1-108: Electrical test methods Test for characteristic impedance phase and group delay electrical length and propagation velocity First Revision | TEST_METHOD |  | Methods of tests | 32903 | Current | 2011
29666 | IS/IEC 62271 (Part 100):2021 | IS/IEC 61196 (Part 1/Sec 115):2006 | Coaxial communication cables: Part 1 - 115 electrical test methods - Test for regularity of impedance (Pulse/step Function Return Loss) | TEST_METHOD |  | Methods of tests | 21482 | Draft/Formulation | 2006
29666 | IS/IEC 62271 (Part 100):2021 | IS/IEC 60255 (Part 151):2009 | Measuring relays and protection equipment: Part 151 functional requirements for over/under current protection | INSTALLATION_CODE |  | Code of Practice | 22401 | Draft/Formulation | 2009
29666 | IS/IEC 62271 (Part 100):2021 | IS 3025 (Part 74):2022 | Methods of Sampling and Test (Physical and Chemical) for Water and Waste Water Part 74 Vanadium | TEST_METHOD |  | Methods of tests | 27311 | Draft/Formulation | 2022
29666 | IS/IEC 62271 (Part 100):2021 | IEC 60050 (Part 442):1998 |  | REFERENCED_UNKNOWN |  |  |  | NOT_IN_INDEX
29666 | IS/IEC 62271 (Part 100):2021 | IEC 60050 (Part 601):1985 |  | REFERENCED_UNKNOWN |  |  |  | NOT_IN_INDEX
29666 | IS/IEC 62271 (Part 100):2021 | IEC 60050 (Part 614):2016 |  | REFERENCED_UNKNOWN |  |  |  | NOT_IN_INDEX
29666 | IS/IEC 62271 (Part 100):2021 | IEC 60059 |  | REFERENCED_UNKNOWN |  |  |  | NOT_IN_INDEX
29667 | IS/IEC 62271 (Part 111):2019 | IS 1885 (Part 17):2024 | Electrotechnical Vocabulary Part 17 Switchgear and Control Gear (Second Revision) | TERMINOLOGY |  | Terminology | 31061 | Current | 2024
29667 | IS/IEC 62271 (Part 111):2019 | IS 1885 (Part 74):2012 | Electrotechnical vocabulary: Part 74 electrical and magnetic devices (First Revision) | TERMINOLOGY |  | Terminology | 8364 | Draft/Formulation | 2012
29667 | IS/IEC 62271 (Part 111):2019 | IS/IEC 61730 (Part 1):2023 | Photovoltaic (PV) Module Safety Qualification Part 1 Requirements for Construction (Second Revision) | COMPONENT_PRODUCT |  | Product Specification | 33676 | Current | 2023
29667 | IS/IEC 62271 (Part 111):2019 | IS 16102 (Part 1):2026 | Self-Ballasted LED Lamps for General Lighting Services Part 1 Safety Requirements (First Revision) | COMPONENT_PRODUCT |  | Product Specification | 65893 | Current | 2026
29667 | IS/IEC 62271 (Part 111):2019 | IS/IEC 60270:2000 | High - Voltage test techniques - Partial discharge measurements | TEST_METHOD |  | Methods of tests | 21466 | Draft/Formulation | 2000
29667 | IS/IEC 62271 (Part 111):2019 | IS/IEC 60255 (Part 26):2013 | Measuring Relays and Protection Equipment Part 26 Electromagnetic Compatibility Requirements ( First Revision ) | TEST_METHOD |  | Methods of tests | 22400 | Current | 2013
29667 | IS/IEC 62271 (Part 111):2019 | IS 17053:2023 | Guidelines for the Checking and Treatment of Sulfur Hexafluoride (SF6) Taken from Electrical Equipment and Specification for its Re-Use ( First Revision ) | COMPONENT_PRODUCT |  | Product Specification | 28524 | Current | 2023
29667 | IS/IEC 62271 (Part 111):2019 | IS/ISO/IEC 15693 (Part 2):2022 | Cards and security devices for personal identification Contactless vicinity objects Part 2: Air interface and initialization | REFERENCED_UNKNOWN |  | Others | 28110 | Draft/Formulation | 2022
29667 | IS/IEC 62271 (Part 111):2019 | IEC 61000 (Part 4/Sec 18) |  | REFERENCED_UNKNOWN |  |  |  | NOT_IN_INDEX
29667 | IS/IEC 62271 (Part 111):2019 | IEC 62271 (Part 4) |  | REFERENCED_UNKNOWN |  |  |  | NOT_IN_INDEX
29678 | IS/IEC 62271 (Part 203):2022 | IS 1271:2012 | Electrical insulation - Thermal evaluation and designation (Second Revision) | REFERENCED_UNKNOWN |  | Others | 4144 | Current | 2012
29678 | IS/IEC 62271 (Part 203):2022 | IS/IEC 61730 (Part 1):2023 | Photovoltaic (PV) Module Safety Qualification Part 1 Requirements for Construction (Second Revision) | COMPONENT_PRODUCT |  | Product Specification | 33676 | Current | 2023
29678 | IS/IEC 62271 (Part 203):2022 | IS 16102 (Part 1):2026 | Self-Ballasted LED Lamps for General Lighting Services Part 1 Safety Requirements (First Revision) | COMPONENT_PRODUCT |  | Product Specification | 65893 | Current | 2026
29678 | IS/IEC 62271 (Part 203):2022 | IS/IEC 60270:2000 | High - Voltage test techniques - Partial discharge measurements | TEST_METHOD |  | Methods of tests | 21466 | Draft/Formulation | 2000
29678 | IS/IEC 62271 (Part 203):2022 | IS 16227 (Part 3):2015 | Instrument transformers: Part 3 additional requirements for inductive voltage transformers | COMPONENT_PRODUCT |  | Product Specification | 22062 | Draft/Formulation | 2015
29678 | IS/IEC 62271 (Part 203):2022 | IS 16227 (Part 2):2016 | Instrument transformers: Part 2 additional requirements for current transformers | COMPONENT_PRODUCT |  | Product Specification | 22229 | Draft/Formulation | 2016
29678 | IS/IEC 62271 (Part 203):2022 | IS 16227 (Part 1):2016 | Instrument transformers: Part 1 general requirements | COMPONENT_PRODUCT |  | Product Specification | 22433 | Draft/Formulation | 2016
29678 | IS/IEC 62271 (Part 203):2022 | IS 17053:2023 | Guidelines for the Checking and Treatment of Sulfur Hexafluoride (SF6) Taken from Electrical Equipment and Specification for its Re-Use ( First Revision ) | COMPONENT_PRODUCT |  | Product Specification | 28524 | Current | 2023
29678 | IS/IEC 62271 (Part 203):2022 | IS/IEC 60137:2017 | Insulated Bushings for Alternating Voltages above 1 000 V | COMPONENT_PRODUCT |  | Product Specification | 23829 | Draft/Formulation | 2017
29678 | IS/IEC 62271 (Part 203):2022 | IS 3025 (Part 74):2022 | Methods of Sampling and Test (Physical and Chemical) for Water and Waste Water Part 74 Vanadium | TEST_METHOD |  | Methods of tests | 27311 | Draft/Formulation | 2022
29678 | IS/IEC 62271 (Part 203):2022 | IEC 60068 (Part 2/Sec 11) |  | REFERENCED_UNKNOWN |  |  |  | NOT_IN_INDEX
29678 | IS/IEC 62271 (Part 203):2022 | IEC 60068 (Part 2/Sec 17) |  | REFERENCED_UNKNOWN |  |  |  | NOT_IN_INDEX
29678 | IS/IEC 62271 (Part 203):2022 | IEC 60141 (Part 1) |  | REFERENCED_UNKNOWN |  |  |  | NOT_IN_INDEX
29678 | IS/IEC 62271 (Part 203):2022 | IEC 60376 |  | REFERENCED_UNKNOWN |  |  |  | NOT_IN_INDEX
29678 | IS/IEC 62271 (Part 203):2022 | IEC 60840 |  | REFERENCED_UNKNOWN |  |  |  | NOT_IN_INDEX
29678 | IS/IEC 62271 (Part 203):2022 | IEC 62067 |  | REFERENCED_UNKNOWN |  |  |  | NOT_IN_INDEX
29678 | IS/IEC 62271 (Part 203):2022 | IEC 62271 (Part 4) |  | REFERENCED_UNKNOWN |  |  |  | NOT_IN_INDEX
29678 | IS/IEC 62271 (Part 203):2022 | IEC 62271 (Part 209):2019 |  | REFERENCED_UNKNOWN |  |  |  | NOT_IN_INDEX
29678 | IS/IEC 62271 (Part 203):2022 | IEC 62271 (Part 211):2014 |  | REFERENCED_UNKNOWN |  |  |  | NOT_IN_INDEX
29678 | IS/IEC 62271 (Part 203):2022 | ISO 22479 |  | REFERENCED_UNKNOWN |  |  |  | NOT_IN_INDEX
29752 | IS 16700:2023 | IS 12070:1987 | Code of practice for design and construction of shallow foundations on rocks | INSTALLATION_CODE |  | Code of Practice | 3333 | Under Revision | 1987
29752 | IS 16700:2023 | IS 13920:2016 | Ductile Design and Detailing of Reinforced Concrete Structures Subjected to Seismic Forces - Code of Practice (First Revision) | INSTALLATION_CODE |  | Code of Practice | 5724 | Current | 2016
29752 | IS 16700:2023 | IS 1893 (Part 1):2025 | Design Earthquake Hazard and Criteria for Earthquake-Resistant Design of Structures Part 1 General Provisions ( Seventh Revision ) | REFERENCED_UNKNOWN |  |  | 8401 | Published | 2016
29752 | IS 16700:2023 | IS 456:2000 | Plain and reinforced concrete - Code of practice (Fourth Revision) | INSTALLATION_CODE |  | Code of Practice | 11249 | Current | 2000
29752 | IS 16700:2023 | IS 4926:2003 | Ready - Mixed Concrete - Code of Practice (Second Revision) | INSTALLATION_CODE |  | Code of Practice | 11647 | Current | 2003
29752 | IS 16700:2023 | IS 875 (Part 1):2026 | Design Loads Other than Earthquake for Buildings and Structures Code of Practice Part 1 Dead Loads Unit Weights of Building Construction and Stored Materials | INSTALLATION_CODE |  | Code of Practice | 66546 | Current | 2026
29752 | IS 16700:2023 | IS 875 (Part 2):1987 | Code of practice for design loads (Other Than Earthquake) for buildings and structures: Part 2 imposed loads (Second Revision) | INSTALLATION_CODE |  | Code of Practice | 15932 | Under Revision | 1987
29752 | IS 16700:2023 | IS 875 (Part 3):2015 | Design Loads (Other than Earthquake) for Buildings and Structures - Code of Practice Part 3 Wind Loads ( Third Revision ) | INSTALLATION_CODE |  | Code of Practice | 15933 | Current | 2015
29752 | IS 16700:2023 | IS 875 (Part 5):1987 | Design loads (Other Than Earthquake) for buildings and structures - Cod of practice for : Part 5 special loads and load combinations (Second Revision) | INSTALLATION_CODE |  | Code of Practice | 15935 | Under Revision | 1987
29752 | IS 16700:2023 | IS 9103:1999 | Concrete Admixtures -Specification (First Revision) | COMPONENT_PRODUCT |  | Product Specification | 16372 | Current | 1999
29752 | IS 16700:2023 | IS 16172:2023 | Reinforcement Couplers for Mechanical Splices of Steel Bars in Concrete - Specification (First Revision) | COMPONENT_PRODUCT |  | Product Specification | 29934 | Current | 2023
29752 | IS 16700:2023 | IS 13360 (Part 4/Sec 1/SubSec 2):2018 | Plastics - Methods of Testing - Part 4 : Rheological Properties - Section 1 : Determination of the Melt Mass-Flow Rate (MFR) and the Melt Volume-Flow Rate (MVR) of Thermoplastics | TEST_METHOD |  |  | 27519 | Draft/Formulation | 2018
29752 | IS 16700:2023 | IS 18120:2023 | Tourism and related services - Accessible tourism for all - Requirements and recommendations | COMPONENT_PRODUCT |  | Service Specification | 28626 | Draft/Formulation | 2023
29752 | IS 16700:2023 | IS 18242:2023 | Soil quality Determination of trace elements in extracts of soil by inductively coupled plasma-atomic emission spectrometry ICP-AES | TEST_METHOD |  | Methods of tests | 28638 | Draft/Formulation | 2023
29821 | IS/IEC 62271 (Part 200):2021 | IS 1885 (Part 17):2024 | Electrotechnical Vocabulary Part 17 Switchgear and Control Gear (Second Revision) | TERMINOLOGY |  | Terminology | 31061 | Current | 2024
29821 | IS/IEC 62271 (Part 200):2021 | IS 1885 (Part 74):2012 | Electrotechnical vocabulary: Part 74 electrical and magnetic devices (First Revision) | TERMINOLOGY |  | Terminology | 8364 | Draft/Formulation | 2012
29821 | IS/IEC 62271 (Part 200):2021 | IS 2071 (Part 1):2016 | High - Voltage test techniques: Part 1 general definitions and test requirements (Third Revision) | COMPONENT_PRODUCT |  | Product Specification | 8612 | Current | 2016
29821 | IS/IEC 62271 (Part 200):2021 | IS/IEC 62271 (Part 201):2014 | High-Voltage Switchgear and Controlgear Part 201 ac Solid-Insulation Enclosed Switchgear and Controlgear for Rated Voltages Above 1 kV up to and Including 52 kV ( First Revision ) | COMPONENT_PRODUCT |  | Product Specification | 20856 | Current | 2014
29821 | IS/IEC 62271 (Part 200):2021 | IS/IEC 60529:2001 | Degrees of protection provided by enclosures (IP Code) | INSTALLATION_CODE |  | Code of Practice | 20971 | Draft/Formulation | 2001
29821 | IS/IEC 62271 (Part 200):2021 | IS/IEC 61730 (Part 1):2023 | Photovoltaic (PV) Module Safety Qualification Part 1 Requirements for Construction (Second Revision) | COMPONENT_PRODUCT |  | Product Specification | 33676 | Current | 2023
29821 | IS/IEC 62271 (Part 200):2021 | IS 16102 (Part 1):2026 | Self-Ballasted LED Lamps for General Lighting Services Part 1 Safety Requirements (First Revision) | COMPONENT_PRODUCT |  | Product Specification | 65893 | Current | 2026
29821 | IS/IEC 62271 (Part 200):2021 | IS/IEC 60270:2000 | High - Voltage test techniques - Partial discharge measurements | TEST_METHOD |  | Methods of tests | 21466 | Draft/Formulation | 2000
29821 | IS/IEC 62271 (Part 200):2021 | IS/ISO 5840:2005 | Cardiovascular implants - Cardiac valve prostheses | REFERENCED_UNKNOWN |  |  |  | NOT_IN_INDEX
29821 | IS/IEC 62271 (Part 200):2021 | IS 15042 (Part 3):2012 | Banking - Personal Identification Number (PIN) Management and Security Part 3 Requirements for Offline PIN Handling in ATM and POS systems | REFERENCED_UNKNOWN |  |  |  | NOT_IN_INDEX
29821 | IS/IEC 62271 (Part 200):2021 | IS 15920:2012 | Equipment for Crop Protection - Sprayer Nozzles - Colour Coding for Identification | COMPONENT_PRODUCT |  | Product Specification | 21477 | Draft/Formulation | 2012
29821 | IS/IEC 62271 (Part 200):2021 | IS/IEC 61196 (Part 1/Sec 115):2006 | Coaxial communication cables: Part 1 - 115 electrical test methods - Test for regularity of impedance (Pulse/step Function Return Loss) | TEST_METHOD |  | Methods of tests | 21482 | Draft/Formulation | 2006
29821 | IS/IEC 62271 (Part 200):2021 | IS 17050:2023 | Degrees of protection provided by enclosures for electrical equipment against external mechanical impacts IK Code | SAFETY_STANDARD |  | Safety Standard | 29029 | Current | 2023
29821 | IS/IEC 62271 (Part 200):2021 | IS 3025 (Part 74):2022 | Methods of Sampling and Test (Physical and Chemical) for Water and Waste Water Part 74 Vanadium | TEST_METHOD |  | Methods of tests | 27311 | Draft/Formulation | 2022
29821 | IS/IEC 62271 (Part 200):2021 | IEC 62271 (Part 107):2019 |  | REFERENCED_UNKNOWN |  |  |  | NOT_IN_INDEX
29821 | IS/IEC 62271 (Part 200):2021 | IEC 62271 (Part 213):2021 |  | REFERENCED_UNKNOWN |  |  |  | NOT_IN_INDEX
29821 | IS/IEC 62271 (Part 200):2021 | IEC 62271 (Part 215):2021 |  | REFERENCED_UNKNOWN |  |  |  | NOT_IN_INDEX
29821 | IS/IEC 62271 (Part 200):2021 | IEC 62271 (Part 37/Sec 13):2015 |  | REFERENCED_UNKNOWN |  |  |  | NOT_IN_INDEX
29875 | IS 2605:2023 | IS 1387:1993 | General requirements for the supply of metallurgical materials (Second Revision) | COMPONENT_PRODUCT |  | Others | 5659 | Current | 1993
29875 | IS 2605:2023 | IS 2600 (Part 1):1988 | Methods of chemical analysis of zinc and zinc base alloys for die castings: Part 1 determination of copper, iron, nickel, tin and thallium by spectrophotometric method (First Revision) | TEST_METHOD |  | Methods of tests | 9126 | Current | 1988
29875 | IS 2605:2023 | IS 2600 (Part 2):1988 | Methods of chemical analysis of zinc and zinc base alloys for die castings: Part 2 determination of copper, iron, lead and cadmium by atomic absorption spectrophotometric method (First Revision) | TEST_METHOD |  | Methods of tests | 9127 | Current | 1988
29875 | IS 2605:2023 | IS 2600 (Part 3):1993 | Methods of chemical analysis of zinc and zinc base alloys for die castings: Part 3 determination of indium by atomic absorption spectrometric method (First Revision) | TEST_METHOD |  | Methods of tests | 9128 | Current | 1993
29875 | IS 2605:2023 | IS 2600 (Part 4):1993 | Methods of chemical analysis of zinc and zinc base alloys for die castings: Part 4 determination of chromium by spectrophotometric method (First Revision J | TEST_METHOD |  | Methods of tests | 9129 | Current | 1993
29875 | IS 2605:2023 | IS 406:1964 | Methods of chemical analysis of slab zinc (Spelter) (Revised) | TEST_METHOD |  | Methods of tests | 10698 | Draft/Formulation | 1964
29875 | IS 2605:2023 | IS/ISO 1222:2010 | Photography — Tripod Connections | REFERENCED_UNKNOWN |  | Dimensions | 23421 | Draft/Formulation | 2010
29875 | IS 2605:2023 | IS 18456:2023 | Plastics Reinforcement Fibres Chopped Strands Determination of Bulk Density | TEST_METHOD |  | Methods of tests | 29951 | Draft/Formulation | 2023
29875 | IS 2605:2023 | IS 18457:2023 | Plastics Glass-Fibre-Reinforced Products Determination of Fibre Length | TEST_METHOD |  | Methods of tests | 29952 | Draft/Formulation | 2023
29875 | IS 2605:2023 | IS 18475:2023 | Power Quality Measurement Monitoring Methods | INSTALLATION_CODE |  | Code of Practice | 29953 | Draft/Formulation | 2023
29889 | IS 14927 (Part 1):2023 | IS 1401:2008 | Protection of persons and equipment by enclosures - Probes for verification (Second Revision) | COMPONENT_PRODUCT |  | Product Specification | 5836 | Current | 2008
29889 | IS 14927 (Part 1):2023 | IS 2102 (Part 1):1993 | General tolerances: Part 1 tolerances for linear and angular dimensions without individual tolerance indications (Third Revision) | REFERENCED_UNKNOWN |  | Dimensions | 8646 | Current | 1993
29889 | IS 14927 (Part 1):2023 | IS/IEC 60529:2001 | Degrees of protection provided by enclosures (IP Code) | INSTALLATION_CODE |  | Code of Practice | 20971 | Draft/Formulation | 2001
29889 | IS 14927 (Part 1):2023 | IS/IEC 60695 (Part 2/Sec 11):2021 | Fire Hazard Testing Part 2: Glowinghot-wire based test methods Section 11: Glow-wire flammability test method for end products GWEPT | TEST_METHOD |  | Methods of tests | 28701 | Current | 2021
29889 | IS 14927 (Part 1):2023 | IS 18459:2024 | Water Penetration of Curtain Walls Windows Sliders Doors and Skylights by Uniform Static Air Pressure Difference Method of Test | TEST_METHOD |  | Methods of tests | 30348 | Draft/Formulation | 2024
29889 | IS 14927 (Part 1):2023 | IEC 60417 |  | REFERENCED_UNKNOWN |  |  |  | NOT_IN_INDEX
29889 | IS 14927 (Part 1):2023 | IEC 60695 (Part 11/Sec 2):2013 |  | REFERENCED_UNKNOWN |  |  |  | NOT_IN_INDEX
29896 | IS/IEC 62271 (Part 103):2021 | IS 1885 (Part 17):2024 | Electrotechnical Vocabulary Part 17 Switchgear and Control Gear (Second Revision) | TERMINOLOGY |  | Terminology | 31061 | Current | 2024
29896 | IS/IEC 62271 (Part 103):2021 | IS/IEC 60529:2001 | Degrees of protection provided by enclosures (IP Code) | INSTALLATION_CODE |  | Code of Practice | 20971 | Draft/Formulation | 2001
29896 | IS/IEC 62271 (Part 103):2021 | IS/IEC 61730 (Part 1):2023 | Photovoltaic (PV) Module Safety Qualification Part 1 Requirements for Construction (Second Revision) | COMPONENT_PRODUCT |  | Product Specification | 33676 | Current | 2023
29896 | IS/IEC 62271 (Part 103):2021 | IS 17050:2023 | Degrees of protection provided by enclosures for electrical equipment against external mechanical impacts IK Code | SAFETY_STANDARD |  | Safety Standard | 29029 | Current | 2023
29896 | IS/IEC 62271 (Part 103):2021 | IS 3025 (Part 74):2022 | Methods of Sampling and Test (Physical and Chemical) for Water and Waste Water Part 74 Vanadium | TEST_METHOD |  | Methods of tests | 27311 | Draft/Formulation | 2022
29896 | IS/IEC 62271 (Part 103):2021 | IEC 62271 (Part 110):2017 |  | REFERENCED_UNKNOWN |  |  |  | NOT_IN_INDEX
29897 | IS 18256:2023 | IS 2564:1979 | Animal drawn blade Harrow 'GUNTAKA' type | REFERENCED_UNKNOWN |  |  |  | NOT_IN_INDEX
29906 | IS 1196:2023 | IS 1195:2002 | Bitumen - Mastic for flooring - Specification (Third Revision) | COMPONENT_PRODUCT |  | Product Specification | 3156 | Current | 2002
29906 | IS 1196:2023 | IS 1322:1993 | Bitumen Felts for Water Proofing and Damp-proofing - Specification (Fourth Revision) | COMPONENT_PRODUCT |  | Product Specification | 17756 | Current | 1993
29906 | IS 1196:2023 | IS 7193:2013 | Glass Fibre Base Bitumen Felts - Specification (Second Revision) | COMPONENT_PRODUCT |  | Product Specification | 17817 | Current | 2013
29906 | IS 1196:2023 | IS 18169:2023 | DETERMINATION OF AVERAGE CRYSTAL SIZE OF MAGNESIA | TEST_METHOD |  | Methods of tests | 29606 | Draft/Formulation | 2023
29906 | IS 1196:2023 | IS 18909:2024 | Raw Optical Glass -- Vocabulary | TERMINOLOGY |  | Terminology | 32429 | Draft/Formulation | 2024
29924 | IS/IEC 62271 (Part 109):2019 | IS/IEC 60060 (Part 2):2010 | High - Voltage test techniques: Part 2 measuring systems | TEST_METHOD |  | Methods of tests | 558 | Draft/Formulation | 2010
29924 | IS/IEC 62271 (Part 109):2019 | IS 1885 (Part 17):2024 | Electrotechnical Vocabulary Part 17 Switchgear and Control Gear (Second Revision) | TERMINOLOGY |  | Terminology | 31061 | Current | 2024
29924 | IS/IEC 62271 (Part 109):2019 | IS 1885 (Part 74):2012 | Electrotechnical vocabulary: Part 74 electrical and magnetic devices (First Revision) | TERMINOLOGY |  | Terminology | 8364 | Draft/Formulation | 2012
29924 | IS/IEC 62271 (Part 109):2019 | IS 2071 (Part 1):2016 | High - Voltage test techniques: Part 1 general definitions and test requirements (Third Revision) | COMPONENT_PRODUCT |  | Product Specification | 8612 | Current | 2016
29924 | IS/IEC 62271 (Part 109):2019 | IS/IEC 61730 (Part 1):2023 | Photovoltaic (PV) Module Safety Qualification Part 1 Requirements for Construction (Second Revision) | COMPONENT_PRODUCT |  | Product Specification | 33676 | Current | 2023
29924 | IS/IEC 62271 (Part 109):2019 | IS/IEC 60060 (Part 3):2006 | High - Voltage test techniques: Part 3 definitions and requirements for on - Site testing | TEST_METHOD |  | Methods of tests | 21384 | Draft/Formulation | 2006
29924 | IS/IEC 62271 (Part 109):2019 | IS 16102 (Part 1):2026 | Self-Ballasted LED Lamps for General Lighting Services Part 1 Safety Requirements (First Revision) | COMPONENT_PRODUCT |  | Product Specification | 65893 | Current | 2026
29924 | IS/IEC 62271 (Part 109):2019 | IS/IEC 60270:2000 | High - Voltage test techniques - Partial discharge measurements | TEST_METHOD |  | Methods of tests | 21466 | Draft/Formulation | 2000
29924 | IS/IEC 62271 (Part 109):2019 | IS/ISO 15761:2020 | STEEL GATE GLOBE AND CHECK VALVES FOR SIZES DN 100 AND SMALLER FOR THE PETROLEUM AND NATURAL GAS INDUSTRIES | COMPONENT_PRODUCT |  | Product Specification | 27309 | Current | 2020
29924 | IS/IEC 62271 (Part 109):2019 | IS 17053:2023 | Guidelines for the Checking and Treatment of Sulfur Hexafluoride (SF6) Taken from Electrical Equipment and Specification for its Re-Use ( First Revision ) | COMPONENT_PRODUCT |  | Product Specification | 28524 | Current | 2023
29924 | IS/IEC 62271 (Part 109):2019 | IS/IEC 60137:2017 | Insulated Bushings for Alternating Voltages above 1 000 V | COMPONENT_PRODUCT |  | Product Specification | 23829 | Draft/Formulation | 2017
29924 | IS/IEC 62271 (Part 109):2019 | IS 17550 (Part 3):2025 | Household Refrigerating Appliances - Characteristics and Methods Of Test Part 3 Energy Consumption and Volume (First Revision) Amendment - 1 | REFERENCED_UNKNOWN |  |  | 33317 | Under Review | 2025
29924 | IS/IEC 62271 (Part 109):2019 | IS 3025 (Part 74):2022 | Methods of Sampling and Test (Physical and Chemical) for Water and Waste Water Part 74 Vanadium | TEST_METHOD |  | Methods of tests | 27311 | Draft/Formulation | 2022
29924 | IS/IEC 62271 (Part 109):2019 | IS 17975:2022 | Fine ceramics (advanced ceramics, advanced technical ceramics) - Test method for fracture resistance of silicon nitride materials for rolling bearing balls at room temperature by indentation fracture (IF) method | TEST_METHOD |  | Methods of tests | 28112 | Draft/Formulation | 2022
29924 | IS/IEC 62271 (Part 109):2019 | IEC 60050 (Part 436):1990 |  | REFERENCED_UNKNOWN |  |  |  | NOT_IN_INDEX
29924 | IS/IEC 62271 (Part 109):2019 | IEC 60050 (Part 614):2016 |  | REFERENCED_UNKNOWN |  |  |  | NOT_IN_INDEX
29924 | IS/IEC 62271 (Part 109):2019 | IEC 60143 (Part 2):2012 |  | REFERENCED_UNKNOWN |  |  |  | NOT_IN_INDEX
29924 | IS/IEC 62271 (Part 109):2019 | IEC 62271 (Part 4) |  | REFERENCED_UNKNOWN |  |  |  | NOT_IN_INDEX
29934 | IS 16172:2023 | IS 1786:2008 | High Strength Deformed Steel Bars and Wires for Concrete Reinforcement - Specification (Fourth Revision) | COMPONENT_PRODUCT |  | Product Specification | 8195 | Current | 2008
29934 | IS 16172:2023 | IS 4905:2015 | Random sampling and randomization procedures (First Revision) | TEST_METHOD |  | Others | 11627 | Current | 2015
29934 | IS 16172:2023 | IS 17570 (Part 3):2021 | Air Filters for general ventilation Part 3 Determination of the gravimetric efficiency and the air flow resistance versus the mass of test dust captured | TEST_METHOD |  | Methods of tests | 26011 | Draft/Formulation | 2021
29934 | IS 16172:2023 | IS 18215:2023 | Stainless Steel Neti Pot Specification | COMPONENT_PRODUCT |  | Product Specification | 28918 | Draft/Formulation | 2023
29934 | IS 16172:2023 | IS 18226:2023 | Soy Dahi (Non-Dairy Product) - Specification | COMPONENT_PRODUCT |  | Product Specification | 28920 | Draft/Formulation | 2023
29934 | IS 16172:2023 | ISO 15835 (Part 1):2018 |  | REFERENCED_UNKNOWN |  |  |  | NOT_IN_INDEX
29934 | IS 16172:2023 | ISO 15835 (Part 2):2018 |  | REFERENCED_UNKNOWN |  |  |  | NOT_IN_INDEX
29934 | IS 16172:2023 | ISO 15835 (Part 3):2018 |  | REFERENCED_UNKNOWN |  |  |  | NOT_IN_INDEX
29954 | IS 14927 (Part 2/Sec 1):2023 | IS 14927 (Part 1):2023 | Cable Trunking Systems and Cable Ducting Systems for Electrical Installations Part 1: General Requirements first revision | COMPONENT_PRODUCT |  | Product Specification | 29889 | Current | 2023
29954 | IS 14927 (Part 2/Sec 1):2023 | IS 8130:2013 | Conductors for insulated electric cables and flexible cords - Specification (Second Revision) | COMPONENT_PRODUCT |  | Product Specification | 15203 | Current | 2013
29954 | IS 14927 (Part 2/Sec 1):2023 | IS 9000 (Part 7/Sec 7):2020 | Environmental Testing Part 7 Tests Section 7 Test Eh: Hammer tests ( First Revision ) | TEST_METHOD |  | Methods of tests | 16235 | Current | 2020
29954 | IS 14927 (Part 2/Sec 1):2023 | IS 1060 (Part 5/Sec 4):2024 | Methods of Sampling and Test for Paper and Allied Products Part 5 Methods of Test for Paper and Board Section 4 Determination of Water Absorptiveness — Cobb Method (First Revision) | TEST_METHOD |  | Methods of tests | 32063 | Current | 2024
29954 | IS 14927 (Part 2/Sec 1):2023 | IS/ISO 22915 (Part 15):2020 | INDUSTRIAL TRUCKS VERIFICATION OF STABILITY PART 15: COUNTERBALANCED TRUCKS WITH ARTICULATED STEERING | TEST_METHOD |  | Methods of tests | 28070 | Draft/Formulation | 2020
29954 | IS 14927 (Part 2/Sec 1):2023 | IEC 61084 (Part 1):2017 |  | REFERENCED_UNKNOWN |  |  |  | NOT_IN_INDEX
29956 | IS/IEC 62271 (Part 1):2017 | IS 12360:2026 | VOLTAGE BANDS FOR ELECTRICAL INSTALLATIONS INCLUDING PREFERRED VOLTAGE AND FREQUENCY | INSTALLATION_CODE |  | Code of Practice | 66217 | Current | 2026
29956 | IS/IEC 62271 (Part 1):2017 | IS 12448 (Part 2/Sec 1):1988 | Basic testing procedures and measuring methods for electrotechnical components for electronic equipment: Part 2 general examination, electrical continuity and contact resistance tests, insulation tests and voltage stress tests: Sec 1 general examination | TEST_METHOD |  |  |  | NOT_IN_INDEX
29956 | IS/IEC 62271 (Part 1):2017 | IS 1271:2012 | Electrical insulation - Thermal evaluation and designation (Second Revision) | REFERENCED_UNKNOWN |  | Others | 4144 | Current | 2012
29956 | IS/IEC 62271 (Part 1):2017 | IS 14700 (Part 4/Sec 4):2018 | Electromagnetic compatibility (EMC): Part 4 testing and measurement techniques: Sec 4 electrical fast transient / burst immunity test (Second Revision) | TEST_METHOD |  | Dimensions | 6646 | Current | 2018
29956 | IS/IEC 62271 (Part 1):2017 | IS 1885 (Part 17):2024 | Electrotechnical Vocabulary Part 17 Switchgear and Control Gear (Second Revision) | TERMINOLOGY |  | Terminology | 31061 | Current | 2024
29956 | IS/IEC 62271 (Part 1):2017 | IS 1885 (Part 27):2008 | Electrotechnical vocabulary: Part 27 power electronics (Third Revision) | TERMINOLOGY |  | Terminology | 8300 | Current | 2008
29956 | IS/IEC 62271 (Part 1):2017 | IS 1885 (Part 57):2008 | Electrotechnical vocabulary: Part 57 circuit theory (Second Revision) | TERMINOLOGY |  | Terminology | 8343 | Current | 2008
29956 | IS/IEC 62271 (Part 1):2017 | IS 1885 (Part 74):2012 | Electrotechnical vocabulary: Part 74 electrical and magnetic devices (First Revision) | TERMINOLOGY |  | Terminology | 8364 | Draft/Formulation | 2012
29956 | IS/IEC 62271 (Part 1):2017 | IS 2071 (Part 1):2016 | High - Voltage test techniques: Part 1 general definitions and test requirements (Third Revision) | COMPONENT_PRODUCT |  | Product Specification | 8612 | Current | 2016
29956 | IS/IEC 62271 (Part 1):2017 | IS 8704:2018 | Artificial pollution test on highVoltage ceramic and glass insulators to be used on a.c. systems (Second Revision) | TEST_METHOD |  | Methods of tests | 15881 | Current | 2018
29956 | IS/IEC 62271 (Part 1):2017 | IS 14700 (Part 6/Sec 2):2019 | Electromagnetic Compatibility ( EMC ) Part 6 Generic Standards Section 2 Immunity standard for industrial environments ( First Revision ) | TEST_METHOD |  | Methods of tests | 18413 | Current | 2019
29956 | IS/IEC 62271 (Part 1):2017 | IS/IEC 60529:2001 | Degrees of protection provided by enclosures (IP Code) | INSTALLATION_CODE |  | Code of Practice | 20971 | Draft/Formulation | 2001
29956 | IS/IEC 62271 (Part 1):2017 | IS/IEC 60270:2000 | High - Voltage test techniques - Partial discharge measurements | TEST_METHOD |  | Methods of tests | 21466 | Draft/Formulation | 2000
29956 | IS/IEC 62271 (Part 1):2017 | IS/IEC 60255 (Part 21/Sec 1):1988 | Electrical relays: Part 21 vibration, shock, bump and seismic tests on measuring relays and protection equipment: Sec 1 vibration tests (Sinusoidal) | TEST_METHOD |  | Methods of tests | 22154 | Draft/Formulation | 1988
29956 | IS/IEC 62271 (Part 1):2017 | IS 16683 (Part 1):2018 | Selection and Dimensioning of High-Voltage Insulators Intended for Use in Polluted Conditions Part 1 Definitions, Information and General Principles | TERMINOLOGY |  | Dimensions | 22850 | Draft/Formulation | 2018
29956 | IS/IEC 62271 (Part 1):2017 | IS 16683 (Part 2):2018 | Selection and Dimensioning of High-Voltage Insulators Intended for Use in Polluted Conditions Part 2 Ceramic and Glass Insulators for a.c. Systems | REFERENCED_UNKNOWN |  | Dimensions | 22851 | Draft/Formulation | 2018
29956 | IS/IEC 62271 (Part 1):2017 | IS 14700 (Part 4/Sec 17):2018 | Electromagnetic Compatiblity (EMC) Part 4 Testing & Measurement Techniques Section 17 Ripple on d.c input Power Port Immunity Test | TEST_METHOD |  | Methods of tests | 22953 | Draft/Formulation | 2018
29956 | IS/IEC 62271 (Part 1):2017 | IS 16826:2018 | High - Voltage Test Techniques For Low-Voltage Equipment - Definitions, Test and Procedure Requirements, Test Equipment | TEST_METHOD |  | Methods of tests | 23033 | Draft/Formulation | 2018
29956 | IS/IEC 62271 (Part 1):2017 | IS 17050:2023 | Degrees of protection provided by enclosures for electrical equipment against external mechanical impacts IK Code | SAFETY_STANDARD |  | Safety Standard | 29029 | Current | 2023
29956 | IS/IEC 62271 (Part 1):2017 | IS 16835 (Part 3):2018 | Safety of machinery - Pressure - Sensitive protective devices: Part 3 general principles for design and testing of pressure - Sensitive bumpers, plates, wires and similar devices | SAFETY_STANDARD |  | Safety Standard | 23682 | Draft/Formulation | 2018
29956 | IS/IEC 62271 (Part 1):2017 | IS 17053:2023 | Guidelines for the Checking and Treatment of Sulfur Hexafluoride (SF6) Taken from Electrical Equipment and Specification for its Re-Use ( First Revision ) | COMPONENT_PRODUCT |  | Product Specification | 28524 | Current | 2023
29956 | IS/IEC 62271 (Part 1):2017 | IS 17550 (Part 3):2025 | Household Refrigerating Appliances - Characteristics and Methods Of Test Part 3 Energy Consumption and Volume (First Revision) Amendment - 1 | REFERENCED_UNKNOWN |  |  | 33317 | Under Review | 2025
29956 | IS/IEC 62271 (Part 1):2017 | IS 17778:2022 | Bidis — Determination of Total and Nicotine-Free Dry Particulate Matter Using a Linear Routine Analytical Smoking Machine | TEST_METHOD |  | Methods of tests | 27016 | Draft/Formulation | 2022
29956 | IS/IEC 62271 (Part 1):2017 | IS 17792:2022 | Vacuum gas oil VGO - Specification | COMPONENT_PRODUCT |  | Product Specification | 27088 | Draft/Formulation | 2022
29956 | IS/IEC 62271 (Part 1):2017 | IS/ISO/IEC 14443 (Part 1):2022 | Cards and security devices for personal identification Contactless proximity objects Part 1: Physical characteristics | REFERENCED_UNKNOWN |  | Others | 28109 | Draft/Formulation | 2022
29956 | IS/IEC 62271 (Part 1):2017 | IS/ISO/IEC 15693 (Part 2):2022 | Cards and security devices for personal identification Contactless vicinity objects Part 2: Air interface and initialization | REFERENCED_UNKNOWN |  | Others | 28110 | Draft/Formulation | 2022
29956 | IS/IEC 62271 (Part 1):2017 | IS 9234 (Part 3):2023 | Methods of Sampling and Test for Solid Waste Part 3 Chemical Analysis (Excluding Industrial Solid Wastes) (First Revision) | TEST_METHOD |  | Methods of tests | 28427 | Draft/Formulation | 2023
29956 | IS/IEC 62271 (Part 1):2017 | IS/ISO 17117 (Part 1):2018 | Health informatics Terminological resources Part 1 Characteristics | REFERENCED_UNKNOWN |  | Others | 30015 | Draft/Formulation | 2018
29956 | IS/IEC 62271 (Part 1):2017 | IEC 61810 (Part 7):2006 |  | REFERENCED_UNKNOWN |  |  |  | NOT_IN_INDEX
29956 | IS/IEC 62271 (Part 1):2017 | IEC 60050 (Part 192):2015 |  | REFERENCED_UNKNOWN |  |  |  | NOT_IN_INDEX
29956 | IS/IEC 62271 (Part 1):2017 | IEC 60050 (Part 581):2008 |  | REFERENCED_UNKNOWN |  |  |  | NOT_IN_INDEX
29956 | IS/IEC 62271 (Part 1):2017 | IEC 60050 (Part 601) |  | REFERENCED_UNKNOWN |  |  |  | NOT_IN_INDEX
29956 | IS/IEC 62271 (Part 1):2017 | IEC 60050 (Part 605) |  | REFERENCED_UNKNOWN |  |  |  | NOT_IN_INDEX
29956 | IS/IEC 62271 (Part 1):2017 | IEC 60050 (Part 614):2016 |  | REFERENCED_UNKNOWN |  |  |  | NOT_IN_INDEX
29956 | IS/IEC 62271 (Part 1):2017 | IEC 60050 (Part 811) |  | REFERENCED_UNKNOWN |  |  |  | NOT_IN_INDEX
29956 | IS/IEC 62271 (Part 1):2017 | IEC 60050 (Part 826):2004 |  | REFERENCED_UNKNOWN |  |  |  | NOT_IN_INDEX
29956 | IS/IEC 62271 (Part 1):2017 | IEC 60068 (Part 2/Sec 2):2007 |  | REFERENCED_UNKNOWN |  |  |  | NOT_IN_INDEX
29956 | IS/IEC 62271 (Part 1):2017 | IEC 60068 (Part 2/Sec 30):2005 |  | REFERENCED_UNKNOWN |  |  |  | NOT_IN_INDEX
29956 | IS/IEC 62271 (Part 1):2017 | IEC 60296 |  | REFERENCED_UNKNOWN |  |  |  | NOT_IN_INDEX
29956 | IS/IEC 62271 (Part 1):2017 | IEC 61000 (Part 4/Sec 18) |  | REFERENCED_UNKNOWN |  |  |  | NOT_IN_INDEX
29956 | IS/IEC 62271 (Part 1):2017 | IEC 61000 (Part 4/Sec 26) |  | REFERENCED_UNKNOWN |  |  |  | NOT_IN_INDEX
29956 | IS/IEC 62271 (Part 1):2017 | IEC 61000 (Part 6/Sec 5) |  | REFERENCED_UNKNOWN |  |  |  | NOT_IN_INDEX
29956 | IS/IEC 62271 (Part 1):2017 | IEC 62271 (Part 4) |  | REFERENCED_UNKNOWN |  |  |  | NOT_IN_INDEX
29956 | IS/IEC 62271 (Part 1):2017 | IEC 18 (Part 2) |  | REFERENCED_UNKNOWN |  |  |  | NOT_IN_INDEX
29960 | IS 6072:2023 | IS 269:2013 | Ordinary Portland Cement, 33 Grade | REFERENCED_UNKNOWN |  |  | 111 | Outdated edition cited | 2015
29960 | IS 6072:2023 | IS 3812 (Part 1) : 2013 | Pulverized fuel ash - Specification: Part 1 For use as pozzolana in cement, cement mortar and concrete (Third Revision) | COMPONENT_PRODUCT |  |  |  | NOT_IN_INDEX
29960 | IS 6072:2023 | IS 3812 (Part 2):2013 | Pulverized Fuel Ash - Specification: Part 2 For use as Admixture in Cement Mortar and Concrete (Third Revision) | COMPONENT_PRODUCT |  | Product Specification | 166 | Current | 2013
29960 | IS 6072:2023 | IS 1489 (Part 1):1991 | Specification for Portland pozzolana cement Part 1 Flyash based | COMPONENT_PRODUCT |  |  |  | NOT_IN_INDEX
29960 | IS 6072:2023 | IS 1489 (Part 2):1991 | Specification for Portland-pozzolana cement Part 2 calcined clay based | COMPONENT_PRODUCT |  |  | 6876 | Outdated edition cited | 2015
29960 | IS 6072:2023 | IS 1566:1982 | Specification for Hard - Drawn Steel Wire Fabric for Concrete Reinforcement (Second Revision) | COMPONENT_PRODUCT |  | Product Specification | 7823 | Current | 1982
29960 | IS 6072:2023 | IS 1786:2008 | High Strength Deformed Steel Bars and Wires for Concrete Reinforcement - Specification (Fourth Revision) | COMPONENT_PRODUCT |  | Product Specification | 8195 | Current | 2008
29960 | IS 6072:2023 | IS 3346:2026 | Method for the Determination of Thermal Conductivity of Thermal Insulation Materials (Guarded Hot - Plate Method) (Second Revision) | TEST_METHOD |  | Methods of Tests | 67082 | Current | 2026
29960 | IS 6072:2023 | IS 3574 (Part 1):1965 | Specification for organic pigments for paints: Part 1 Azo pigments (toluidine red, chlorinated p-nitroaniline red, arylamide yellow, and para red) | COMPONENT_PRODUCT |  | Product Specification | 10152 | Draft/Formulation | 1965
29960 | IS 6072:2023 | IS 3574 (Part 2):2000 | Organic pigments for paints - Specification: Part 2 phthalocyanines (First Revision) | COMPONENT_PRODUCT |  | Product Specification | 10153 | Current | 2000
29960 | IS 6072:2023 | IS 383:2016 | Coarse and Fine Aggregate for Concrete - Specification (Third Revision) | COMPONENT_PRODUCT |  | Product Specification | 10425 | Current | 2016
29960 | IS 6072:2023 | IS 411:2026 | Titanium Dioxide for Pigmentary Applications - Specification (Fifth Revision) | COMPONENT_PRODUCT |  | Product Specification | 66469 | Current | 2026
29960 | IS 6072:2023 | IS 432 (Part 1):2026 | Specification for Mild Steel And Medium Tensile Steel Bars and Hard-Drawn Steel Wire for Concrete Reinforcement Part 1 Mild Steel and Medium Tensile Steel Bars Fourth Revision | COMPONENT_PRODUCT |  | Product Specification | 66954 | Current | 2026
29960 | IS 6072:2023 | IS 432 (Part 2):1982 | Specification for Mild Steel and Medium Tensile Steel Bars and Hard-Drawn Steel Wire for Concrete Reinforcement: Part 2 Hard-Drawn Steel Wire (Third Revision) | COMPONENT_PRODUCT |  | Product Specification | 10951 | Current | 1982
29960 | IS 6072:2023 | IS 44:2025 | Iron Oxide Pigments for Paints - Specifications (Third revision) | COMPONENT_PRODUCT |  | Product Specification | 33610 | Current | 2025
29960 | IS 6072:2023 | IS 455:1989 | Portland Slag Cement - Specification | COMPONENT_PRODUCT |  |  | 11238 | Outdated edition cited | 2015
29960 | IS 6072:2023 | IS 456:2000 | Plain and reinforced concrete - Code of practice (Fourth Revision) | INSTALLATION_CODE |  | Code of Practice | 11249 | Current | 2000
29960 | IS 6072:2023 | IS 54:2025 | Green Oxide of Chromium for Paints - Specification (Third Revision ) | COMPONENT_PRODUCT |  | Product Specification | 33139 | Current | 2025
29960 | IS 6072:2023 | IS 55:2025 | Ultramarine Blue for Paints - Specification (Second Revision) | COMPONENT_PRODUCT |  | Product Specification | 65633 | Current | 2025
29960 | IS 6072:2023 | IS 56:2025 | Prussian Blue (Iron blue) for Paints - Specification ( Third Revision) | COMPONENT_PRODUCT |  | Product Specification | 65634 | Current | 2025
29960 | IS 6072:2023 | IS 6441 (Part 1):1972 | Methods of test for autoclaved cellular concrete products: Part 1 determination of unit weight or bulk density and moisture content | TEST_METHOD |  | Methods of tests | 13297 | Draft/Formulation | 1972
29960 | IS 6072:2023 | IS 712:1984 | Specification for building limes (Third Revision) | COMPONENT_PRODUCT |  | Product Specification | 14039 | Current | 1984
29960 | IS 6072:2023 | IS 875 (Part 1):2026 | Design Loads Other than Earthquake for Buildings and Structures Code of Practice Part 1 Dead Loads Unit Weights of Building Construction and Stored Materials | INSTALLATION_CODE |  | Code of Practice | 66546 | Current | 2026
29960 | IS 6072:2023 | IS 875 (Part 2):1987 | Code of practice for design loads (Other Than Earthquake) for buildings and structures: Part 2 imposed loads (Second Revision) | INSTALLATION_CODE |  | Code of Practice | 15932 | Under Revision | 1987
29960 | IS 6072:2023 | IS 875 (Part 3):2015 | Design Loads (Other than Earthquake) for Buildings and Structures - Code of Practice Part 3 Wind Loads ( Third Revision ) | INSTALLATION_CODE |  | Code of Practice | 15933 | Current | 2015
29960 | IS 6072:2023 | IS 875 (Part 5):1987 | Design loads (Other Than Earthquake) for buildings and structures - Cod of practice for : Part 5 special loads and load combinations (Second Revision) | INSTALLATION_CODE |  | Code of Practice | 15935 | Under Revision | 1987
29960 | IS 6072:2023 | IS 9788:2023 | Titanium dioxide rutile for paints- Specification (First Revision) | COMPONENT_PRODUCT |  |  |  | NOT_IN_INDEX
29960 | IS 6072:2023 | IS 6441 (Part 2):1972 | Methods of test for autoclawed cellular concrete products: Part 2 determination of drying shrinkage | TEST_METHOD |  | Methods of tests | 20071 | Draft/Formulation | 1972
29960 | IS 6072:2023 | IS 6441 (Part 4):1972 | Methods of test for autoclaved cellular concrete products: Part 4 corrosion protection of steel reinforcement in autoclave cellular concrete | TEST_METHOD |  | Methods of tests | 20072 | Draft/Formulation | 1972
29960 | IS 6072:2023 | IS 6441 (Part 5):1972 | Methods of test for autoclaved cellular concrete products: Part 5 determination of compressive strength | TEST_METHOD |  | Methods of tests | 20073 | Draft/Formulation | 1972
29960 | IS 6072:2023 | IS/ISO 834 (Part 1):1999 | Fire-Resistance Tests Elements of Building Construction Part 1 General Requirements | TEST_METHOD |  | Methods of tests | 21910 | Draft/Formulation | 1999
29960 | IS 6072:2023 | IS 16651:2017 | High Strength Deformed Stainless Steel Bars and Wires for Concrete Reinforcement - Specification | COMPONENT_PRODUCT |  | Product Specification | 22610 | Draft/Formulation | 2017
29960 | IS 6072:2023 | IS 16714:2018 | Ground Granulated Blast Furnace Slag for Use in Cement, Mortar and Concrete - Specification | COMPONENT_PRODUCT |  | Product Specification | 22933 | Draft/Formulation | 2018
29960 | IS 6072:2023 | IS 16715:2018 | Ultrafine Ground Granulated Blast Furnace Slag - Specification | COMPONENT_PRODUCT |  | Product Specification | 23535 | Draft/Formulation | 2018
29960 | IS 6072:2023 | IS 17496:2021 | Textile conveyor belts — Full thickness, tensile strength, elongation at break and elongation at the reference load — Test method | TEST_METHOD |  | Methods of tests | 26003 | Draft/Formulation | 2021
29960 | IS 6072:2023 | IS 18242:2023 | Soil quality Determination of trace elements in extracts of soil by inductively coupled plasma-atomic emission spectrometry ICP-AES | TEST_METHOD |  | Methods of tests | 28638 | Draft/Formulation | 2023
29975 | IS 654:2023 | IS 2248:2025 | Clay Products for Buildings - Glossary of Terms | TERMINOLOGY |  | Terminology | 33460 | Current | 2025
29975 | IS 654:2023 | IS 6873 (Part 2/Sec 1):2024 | Limits and Methods of Measurement of Radio Disturbance Characteristics PART 2 Electromagnetic Compatibility (EMC) - Requirements for Household Appliances, Electric Tools and Similar Apparatus Section 1 Emission ( Fourth Revision) | COMPONENT_PRODUCT |  | Product Specification | 31283 | Current | 2024
29976 | IS 1478:2023 | IS 2248:2025 | Clay Products for Buildings - Glossary of Terms | TERMINOLOGY |  | Terminology | 33460 | Current | 2025
29976 | IS 1478:2023 | IS 6873 (Part 2/Sec 1):2024 | Limits and Methods of Measurement of Radio Disturbance Characteristics PART 2 Electromagnetic Compatibility (EMC) - Requirements for Household Appliances, Electric Tools and Similar Apparatus Section 1 Emission ( Fourth Revision) | COMPONENT_PRODUCT |  | Product Specification | 31283 | Current | 2024
30045 | IS 2258:2023 | IS 1387:1993 | General requirements for the supply of metallurgical materials (Second Revision) | COMPONENT_PRODUCT |  | Others | 5659 | Current | 1993
30045 | IS 2258:2023 | IS 1599:2023 | Metallic materials Bend test | TEST_METHOD |  | Methods of tests | 29584 | Current | 2023
30045 | IS 2258:2023 | IS 1817:1961 | Methods of sampling non - Ferrous metals for chemical analysis | INSTALLATION_CODE |  | Code of Practice | 8222 | Draft/Formulation | 1961
30045 | IS 2258:2023 | IS 2600 (Part 1):1988 | Methods of chemical analysis of zinc and zinc base alloys for die castings: Part 1 determination of copper, iron, nickel, tin and thallium by spectrophotometric method (First Revision) | TEST_METHOD |  | Methods of tests | 9126 | Current | 1988
30045 | IS 2258:2023 | IS 2600 (Part 2):1988 | Methods of chemical analysis of zinc and zinc base alloys for die castings: Part 2 determination of copper, iron, lead and cadmium by atomic absorption spectrophotometric method (First Revision) | TEST_METHOD |  | Methods of tests | 9127 | Current | 1988
30045 | IS 2258:2023 | IS 406:1964 | Methods of chemical analysis of slab zinc (Spelter) (Revised) | TEST_METHOD |  | Methods of tests | 10698 | Draft/Formulation | 1964
30045 | IS 2258:2023 | IS 18456:2023 | Plastics Reinforcement Fibres Chopped Strands Determination of Bulk Density | TEST_METHOD |  | Methods of tests | 29951 | Draft/Formulation | 2023
30058 | IS 11084:2023 | IS 1501 (Part 1):2025 | Metallic materials Vickers hardness test Part 1: Test method (Sixth Revision) | TEST_METHOD |  | Methods of tests | 33453 | Current | 2025
30058 | IS 11084:2023 | IS 13600:1992 | Chemical analysis of silver palladium alloys | TEST_METHOD |  | Methods of tests | 5269 | Draft/Formulation | 1992
30058 | IS 11084:2023 | IS 1387:1993 | General requirements for the supply of metallurgical materials (Second Revision) | COMPONENT_PRODUCT |  | Others | 5659 | Current | 1993
30058 | IS 11084:2023 | IS 1403 (Part 1):1993 | Metallic materials — Sheet and strip 3 mm thick or less — Reverse bend test | TEST_METHOD |  | Methods of tests | 5838 | Current | 1993
30058 | IS 11084:2023 | IS 4905:2015 | Random sampling and randomization procedures (First Revision) | TEST_METHOD |  | Others | 11627 | Current | 2015
30058 | IS 11084:2023 | IS 18215:2023 | Stainless Steel Neti Pot Specification | COMPONENT_PRODUCT |  | Product Specification | 28918 | Draft/Formulation | 2023
30058 | IS 11084:2023 | IS 18878:2024 | Health Informatics - HL7 Electronic Health Record-System Functional Model, Release 2.1 (EHR FM) | REFERENCED_UNKNOWN |  | Others | 32359 | Draft/Formulation | 2024
30193 | IS/IEC 60372:2020 | IS 1500 (Part 1):2019 | Metallic materials - Brinell hardness test: Part 1 test method (Fifth Revision) | TEST_METHOD |  | Methods of tests | 339 | Current | 2019
30193 | IS/IEC 60372:2020 | IS 1501 (Part 1):2025 | Metallic materials Vickers hardness test Part 1: Test method (Sixth Revision) | TEST_METHOD |  | Methods of tests | 33453 | Current | 2025
30193 | IS/IEC 60372:2020 | IS 1586 (Part 1):2025 | Metallic materials Rockwell hardness testPart 1: Test method (Sixth Revision) | TEST_METHOD |  | Methods of tests | 33732 | Current | 2025
30193 | IS/IEC 60372:2020 | IS/ISO/TR 44000:2019 | PRINCIPLES FOR SUCCESSFUL COLLABORATIVE BUSINESS RELATIONSHIP MANAGEMENT | COMPONENT_PRODUCT |  | Service Specification | 26483 | Draft/Formulation | 2019
30201 | IS 4826:2023 | IS 13229:1991 | Zinc for galvanizing - Specification | COMPONENT_PRODUCT |  |  |  | NOT_IN_INDEX
30201 | IS 4826:2023 | IS 1387:1993 | General requirements for the supply of metallurgical materials (Second Revision) | COMPONENT_PRODUCT |  | Others | 5659 | Current | 1993
30201 | IS 4826:2023 | IS 209:2024 | Refined Zinc - Specification (Fifth Revision) | COMPONENT_PRODUCT |  | Product Specification | 30380 | Current | 2024
30201 | IS 4826:2023 | IS 2629 (Part 1):2025 | Process, Design, Testing and Application of Hot Dip Galvanizing of Iron and Steel - Code of Practice Part 1 Batch Process ( Second Revision ) | INSTALLATION_CODE |  | Code of Practice | 33967 | Current | 2025
30201 | IS 4826:2023 | IS 2633:1986 | Method for testing uniformity of coating on zinc coated articles (Second Revision) | TEST_METHOD |  | Methods of tests | 9158 | Current | 1986
30201 | IS 4826:2023 | IS 6745:1972 | Methods for determination of mass of zinc coating on zinc coated iron and steel articles | INSTALLATION_CODE |  | Code of Practice | 13608 | Draft/Formulation | 1972
30256 | IS 2593:2023 | IS 1885 (Part 32):2019 | Electrotechnical Vocabulary Part 32 Electric Cables ( Second Revision ) | TERMINOLOGY |  | Terminology | 8311 | Current | 2019
30256 | IS 2593:2023 | IS 6380:2024 | Elastomeric Insulation and Sheath of Electric Cables - Specification (Second Revision) | COMPONENT_PRODUCT |  | Others | 31890 | Current | 2024
30263 | IS 11287:2023 | IS 460 (Part 1):2020 | Test Sieves — Specification Part 1 Wire Cloth Test Sieves ( Fourth Revision ) | COMPONENT_PRODUCT |  | Product Specification | 11324 | Current | 2020
30263 | IS 11287:2023 | IS 9000 (Part 7/Sec 1):2018 | Basic environmental testing procedures for electronic and electrical items: Part 7 impact test: Sec 1 shock (Test Ea) (Second Revision) | TEST_METHOD |  | Methods of tests | 16233 | Current | 2018
30263 | IS 11287:2023 | IS 17840 (Part 3):2022 | Cardiovascular Implants Cardiac Valve Prostheses Part 3 Heart Valve Substitutes Implanted by Transcatheter Techniques First Revision | COMPONENT_PRODUCT |  | Product Specification | 27880 | Draft/Formulation | 2022
30289 | IS 16270:2023 | IS 16048 (Part 1):2021 | SECONDARY CELLS AND BATTERIES CONTAINING ALKALINE OR OTHER NON-ACID ELECTROLYTES SECONDARY SEALED CELLS AND BATTERIES FOR PORTABLE APPLICATIONS PART 1: NICKEL-CADMIUM | COMPONENT_PRODUCT |  | Product Specification | 26443 | Current | 2021
30289 | IS 16270:2023 | IS 16048 (Part 2):2021 | SECONDARY CELLS AND BATTERIES CONTAINING ALKALINE OR OTHER NON-ACID ELECTROLYTES SECONDARY SEALED CELLS AND BATTERIES FOR PORTABLE APPLICATIONS PART 2: NICKEL-METAL HYDRIDE | COMPONENT_PRODUCT |  | Product Specification | 26500 | Current | 2021
30289 | IS 16270:2023 | IS 16049:2013 | Secondary cells and batteries containing alkaline or other non - Acid electrolytes - Sealed nickel - Cadmium prismatic rechargeable single cells | COMPONENT_PRODUCT |  | Product Specification | 279 | Draft/Formulation | 2013
30289 | IS 16270:2023 | IS 12834:2023 | Solar Photovoltaic Energy Systems Terms, Definitions and Symbols (Second Revision) | TERMINOLOGY |  | Terminology | 28826 | Current | 2023
30289 | IS 16270:2023 | IS 1651 : 2013 | Stationary cells and batteries, lead - Acid type (With Tubular Positive Plates) - Specification (Fourth Revision) | COMPONENT_PRODUCT |  |  |  | NOT_IN_INDEX
30289 | IS 16270:2023 | IS 10893:1984 | Specification for sealed nickel cadmium button type rechargeable single cells | COMPONENT_PRODUCT |  | Product Specification | 1866 | Draft/Formulation | 1984
30289 | IS 16270:2023 | IS 10918:1984 | Specification for vented type nickel cadmium batteries | COMPONENT_PRODUCT |  | Product Specification | 1894 | Draft/Formulation | 1984
30289 | IS 16270:2023 | IS 13369:2024 | Stationary Lead-Acid Batteries with Tubular Positive Plates in Monobloc Container — Specification (First Revision) | COMPONENT_PRODUCT |  | Product Specification | 31746 | Current | 2024
30289 | IS 16270:2023 | IS 15549:2005 | Stationary valve regulated lead acid batteries - Specification | COMPONENT_PRODUCT |  | Product Specification | 7689 | Draft/Formulation | 2005
30289 | IS 16270:2023 | IS 15767:2008 | Secondary cells and batieries containing alkaline or other non - Acid electrolytes - Nickel - Cadmium prismatic secondary single cells with partial gas recombination | COMPONENT_PRODUCT |  | Product Specification | 7967 | Draft/Formulation | 2008
30289 | IS 16270:2023 | IS 1885 (Part 15):2008 | Electrotechnical vocabulary: Part 15 primary and secondary cells and batteries (Second Revision) | TERMINOLOGY |  | Terminology | 8290 | Current | 2008
30289 | IS 16270:2023 | IS 16220 (Part 1):2015 | General purpose lead - Acid batteries (Valve - Regulated Types): Part 1 general requirements, functional characteristics - Methods of test | TEST_METHOD |  | Methods of tests | 22059 | Draft/Formulation | 2015
30289 | IS 16270:2023 | IS 16047 (Part 3):2018 | Secondary Cells and Batteries Containing Alkaline or Other Non-Acid Electrolytes - Secondary Lithium Cells and Batteries for Portable Applications Part 3 Prismatic and Cylindrical Lithium Secondary Cells, and Batteries Made From Them ( First Revision ) | COMPONENT_PRODUCT |  | Product Specification | 23337 | Draft/Formulation | 2018
30289 | IS 16270:2023 | IS 16822:2019 | Secondary cells and batteries containing alkaline or other non - Acid electrolytes - Secondary lithium cells and batteries for use in industrial applications | COMPONENT_PRODUCT |  | Product Specification | 23985 | Draft/Formulation | 2019
30289 | IS 16270:2023 | IEC 62902 |  | REFERENCED_UNKNOWN |  |  |  | NOT_IN_INDEX
30290 | IS 656:2023 | IS 10 (Part 2):2013 | Plywood Tea-Chests - Specification: Part 2 Plywood (Sixth Revision) | COMPONENT_PRODUCT |  | Product Specification | 123 | Current | 2013
30290 | IS 656:2023 | IS 10701:2012 | Structural plywood - Specification (First Revision) | COMPONENT_PRODUCT |  | Product Specification | 1562 | Current | 2012
30290 | IS 656:2023 | IS 1141:1993 | Seasoning of Timber - Code of practice (Second Revision) | INSTALLATION_CODE |  | Code of Practice | 2505 | Current | 1993
30290 | IS 656:2023 | IS 1328:2025 | Veneered Decorative Plywood - Specification ( Fourth Revision ) | COMPONENT_PRODUCT |  | Product Specification | 33638 | Current | 2025
30290 | IS 656:2023 | IS 15791:2007 | Museum plywood - Specification | COMPONENT_PRODUCT |  | Product Specification | 7988 | Draft/Formulation | 2007
30290 | IS 656:2023 | IS 1659:2004 | Block boards - Specification (Fourth Revision) Amendment No - 3 | COMPONENT_PRODUCT |  |  | 8082 | Under Review | 2004
30290 | IS 656:2023 | IS 303:2024 | IS 303: 2024 Plywood for General Purposes - Specification (fourth revision) ( Draft Second Amendment of IS 303:2024) ( ICS 79.060.10) | COMPONENT_PRODUCT |  |  | 30980 | Under Review | 2024
30290 | IS 656:2023 | IS 3097:2025 | Veneered Medium Density Particle Boards from Wood and other Lignocellulosic Material - Specification ( Third Revision ) | COMPONENT_PRODUCT |  | Product Specification | 33994 | Current | 2025
30290 | IS 656:2023 | IS 401:2001 | Preservation of Timber - Code of Practice (Fourth Revision) | INSTALLATION_CODE |  | Code of Practice | 10633 | Current | 2001
30290 | IS 656:2023 | IS 4859:1968 | Specification for high strength aircraft plywood | COMPONENT_PRODUCT |  | Product Specification | 11582 | Under Revision | 1968
30290 | IS 656:2023 | IS 4990:2024 | PLYWOOD FOR CONCRETE SHUTTERING WORKS SPECIFICATION (Fourth Revision) | COMPONENT_PRODUCT |  | Product Specification | 30765 | Under Review | 2024
30290 | IS 656:2023 | IS 707:2011 | Timber Technology and Utilization of Wood, Bamboo and Cane - Glossary of Terms (Third Revision) | TERMINOLOGY |  | Terminology | 13981 | Current | 2011
30290 | IS 656:2023 | IS 709:1974 | Specification for medium strength aircraft plywood | COMPONENT_PRODUCT |  | Product Specification | 14005 | Under Revision | 1974
30290 | IS 656:2023 | IS 710:2024 | MARINE PLYWOOD - SPECIFICATION (Third Revision) | COMPONENT_PRODUCT |  | Product Specification | 30764 | Current | 2024
30290 | IS 656:2023 | IS 7316:1974 | Specification for decorative plywood using plurality of veneers for decorative faces | COMPONENT_PRODUCT |  | Product Specification | 14236 | Draft/Formulation | 1974
30290 | IS 656:2023 | IS 17776:2021 | Textiles Knitted Combat T-shirt Specification | COMPONENT_PRODUCT |  | Product Specification | 26889 | Draft/Formulation | 2021
30290 | IS 656:2023 | IS 18596 (Part 8/Sec 1):2024 | Recommendations for Renewable Energy and Hybrid Systems for Rural Electrification Part 8 Selection of batteries and battery management systems for stand-alone Section 1 electrification systems Specific case of automotive flooded lead-acid batteries available in developing countries | TEST_METHOD |  | Methods of tests | 31250 | Draft/Formulation | 2024
30290 | IS 656:2023 | IS 18430 (Part 62):2024 | Geometrical product specifications (GPS) -- Filtration : Part 62 Linear areal filters: spline filters | INSTALLATION_CODE |  | Code of Practice | 32254 | Draft/Formulation | 2024
30291 | IS 1140:2023 | IS 1141:1993 | Seasoning of Timber - Code of practice (Second Revision) | INSTALLATION_CODE |  | Code of Practice | 2505 | Current | 1993
30291 | IS 1140:2023 | IS 401:2001 | Preservation of Timber - Code of Practice (Fourth Revision) | INSTALLATION_CODE |  | Code of Practice | 10633 | Current | 2001
30291 | IS 1140:2023 | IS 707:2011 | Timber Technology and Utilization of Wood, Bamboo and Cane - Glossary of Terms (Third Revision) | TERMINOLOGY |  | Terminology | 13981 | Current | 2011
30291 | IS 1140:2023 | IS 9104:1979 | Guide for storage and protection of logs and sawn timber | INSTALLATION_CODE |  | Code of Practice | 16373 | Draft/Formulation | 1979
30292 | IS 1326:2023 | IS 1141:1993 | Seasoning of Timber - Code of practice (Second Revision) | INSTALLATION_CODE |  | Code of Practice | 2505 | Current | 1993
30292 | IS 1326:2023 | IS 1150:2000 | Trade Names and Abbreviated Symbols for Timber Species (Third Revision) | TERMINOLOGY |  | Terminology | 2611 | Current | 2000
30292 | IS 1326:2023 | IS 3364 (Part 2):1976 | Methods of measurement and evaluation of defects in timber: Part 2 Converted timber | TEST_METHOD |  | Methods of tests | 9956 | Current | 1976
30292 | IS 1326:2023 | IS 401:2001 | Preservation of Timber - Code of Practice (Fourth Revision) | INSTALLATION_CODE |  | Code of Practice | 10633 | Current | 2001
30292 | IS 1326:2023 | IS 707:2011 | Timber Technology and Utilization of Wood, Bamboo and Cane - Glossary of Terms (Third Revision) | TERMINOLOGY |  | Terminology | 13981 | Current | 2011
30293 | IS 1503:2023 | IS 401:2001 | Preservation of Timber - Code of Practice (Fourth Revision) | INSTALLATION_CODE |  | Code of Practice | 10633 | Current | 2001
30293 | IS 1503:2023 | IS 4905:2015 | Random sampling and randomization procedures (First Revision) | TEST_METHOD |  | Others | 11627 | Current | 2015
30293 | IS 1503:2023 | IS 6662:1993 | Timber species suitable for wooden packaging - Specification (Second Revision) | COMPONENT_PRODUCT |  | Others | 13528 | Current | 1993
30293 | IS 1503:2023 | IS 6703:1972 | Glossary of wooden packaging terms | TERMINOLOGY |  | Terminology | 13569 | Draft/Formulation | 1972
30293 | IS 1503:2023 | IS 723:2023 | Steel Countersunk Head Wire Nails - Specification ( Second Revision ) | COMPONENT_PRODUCT |  | Product Specification | 29855 | Current | 2023
30295 | IS 2674:2023 | IS 303:2024 | IS 303: 2024 Plywood for General Purposes - Specification (fourth revision) ( Draft Second Amendment of IS 303:2024) ( ICS 79.060.10) | COMPONENT_PRODUCT |  |  | 30980 | Under Review | 2024
30295 | IS 2674:2023 | IS 6662:1993 | Timber species suitable for wooden packaging - Specification (Second Revision) | COMPONENT_PRODUCT |  | Others | 13528 | Current | 1993
30295 | IS 2674:2023 | IS 6703:1972 | Glossary of wooden packaging terms | TERMINOLOGY |  | Terminology | 13569 | Draft/Formulation | 1972
30295 | IS 2674:2023 | IS 707:2011 | Timber Technology and Utilization of Wood, Bamboo and Cane - Glossary of Terms (Third Revision) | TERMINOLOGY |  | Terminology | 13981 | Current | 2011
30295 | IS 2674:2023 | IS 723:2023 | Steel Countersunk Head Wire Nails - Specification ( Second Revision ) | COMPONENT_PRODUCT |  | Product Specification | 29855 | Current | 2023
30301 | IS 18513:2023 | IS 1501 (Part 1):2025 | Metallic materials Vickers hardness test Part 1: Test method (Sixth Revision) | TEST_METHOD |  | Methods of tests | 33453 | Current | 2025
30301 | IS 18513:2023 | IS 1956 (Part 4):2013 | Glossary of terms relating to iron and steel: Part 4 flat products (Second Revision) | TERMINOLOGY |  | Terminology | 413 | Current | 2013
30301 | IS 18513:2023 | IS 1079:2009 | Hot Rolled Carbon Steel Sheet and Strip | REFERENCED_UNKNOWN |  |  | 1683 | Outdated edition cited | 2017
30301 | IS 18513:2023 | IS 12860:1989 | Metallic coating thickness by X-ray fluorescence technique method - Determination | TEST_METHOD |  | Methods of tests | 4318 | Draft/Formulation | 1989
30301 | IS 18513:2023 | IS 15262:2002 | Geometrical product specifications (GPS) - surface texture: profile method - Terms, definitions and surface texture parameters | TERMINOLOGY |  |  |  | NOT_IN_INDEX
30301 | IS 18513:2023 | IS 228 (Part 1):2025 | Methods for Chemical Analysis of Steels Part 1 Determination of Carbon by Volumetric Method (For Carbon 0.05 to 2.50 Percent) (Fourth Revision) | TEST_METHOD |  | Methods of tests | 33071 | Current | 2025
30301 | IS 18513:2023 | IS 2590:1987 | Specification for primary aluminium ingots for remelting for general engineering purposes (Second Revision) | COMPONENT_PRODUCT |  | Product Specification | 9113 | Current | 1987
30301 | IS 18513:2023 | IS 2629 (Part 1):2025 | Process, Design, Testing and Application of Hot Dip Galvanizing of Iron and Steel - Code of Practice Part 1 Batch Process ( Second Revision ) | INSTALLATION_CODE |  | Code of Practice | 33967 | Current | 2025
30301 | IS 18513:2023 | IS 3531:2024 | Corrosion of metals and alloys - Vocabulary | TERMINOLOGY |  | Terminology | 30710 | Current | 2024
30301 | IS 18513:2023 | IS 5986:2011 | Hot Rolled Steel Flat Products for Structural Forming and Flanging Purposes | COMPONENT_PRODUCT |  |  | 12822 | Outdated edition cited | 2017
30301 | IS 18513:2023 | IS 6694:1999 | Magnesium ingots - Specification (Second Revision) | COMPONENT_PRODUCT |  | Product Specification | 13559 | Current | 1999
30301 | IS 18513:2023 | IS 6745:1972 | Methods for determination of mass of zinc coating on zinc coated iron and steel articles | INSTALLATION_CODE |  | Code of Practice | 13608 | Draft/Formulation | 1972
30301 | IS 18513:2023 | IS/ISO 16163:2012 | Continuously hot - Dipped coated steel sheet products - Dimensional and shape tolerances (First Revision) | COMPONENT_PRODUCT |  | Dimensions | 17839 | Current | 2012
30301 | IS 18513:2023 | IS 1586 (Part 1):2025 | Metallic materials Rockwell hardness testPart 1: Test method (Sixth Revision) | TEST_METHOD |  | Methods of tests | 33732 | Current | 2025
30301 | IS 18513:2023 | IS 513 (Part 1):2016 | Cold reduced carbon steel sheet and strip: Part 1 cold forming and drawing purpose (Sixth Revision) | COMPONENT_PRODUCT |  | Product Specification | 22379 | Current | 2016
30301 | IS 18513:2023 | IS 513 (Part 2):2016 | Cold reduced carbon steel sheet and strip: Part 2 high tensile and multi - Phase steel (Sixth Revision) | COMPONENT_PRODUCT |  | Product Specification | 22380 | Current | 2016
30301 | IS 18513:2023 | IS 17414:2020 | Metallic Materials — Sheet and Strip — Hole Expanding Test | TEST_METHOD |  | Methods of tests | 24945 | Draft/Formulation | 2020
30301 | IS 18513:2023 | IS 18215:2023 | Stainless Steel Neti Pot Specification | COMPONENT_PRODUCT |  | Product Specification | 28918 | Draft/Formulation | 2023
30301 | IS 18513:2023 | IS 15503 (Part 3):2023 | Graphical symbols Test methods Part 3 : Method for testing symbol referent association | TEST_METHOD |  | Methods of tests | 28930 | Draft/Formulation | 2023
30301 | IS 18513:2023 | IS 17895:2023 | Dentistry Vocabulary | TERMINOLOGY |  | Terminology | 29638 | Draft/Formulation | 2023
30301 | IS 18513:2023 | IS 14990 (Part 5):2026 | Information Security, Cybersecurity and Privacy Protection - Evaluation Criteria for IT Security Part 5: Pre-defined Packages of Security Requirements | SAFETY_STANDARD |  | Others | 67035 | Current | 2026
30312 | IS 2892:2023 | IS 273:1990 | Picks and beaters - specification (Fourth Revision) | COMPONENT_PRODUCT |  | Product Specification | 9268 | Current | 1990
30312 | IS 2892:2023 | IS 620:1985 | Specification for Wooden Tool Handles General Requirements (Fourth Revision) | COMPONENT_PRODUCT |  | Product Specification | 13043 | Current | 1985
30313 | IS 3084:2023 | IS 707:2011 | Timber Technology and Utilization of Wood, Bamboo and Cane - Glossary of Terms (Third Revision) | TERMINOLOGY |  | Terminology | 13981 | Current | 2011
30313 | IS 3084:2023 | IS 17885 (Part 2):2022 | Automation systems and integration Digital twin framework for manufacturing Part 2: Reference architecture | INSTALLATION_CODE |  | Code of Practice | 27910 | Draft/Formulation | 2022
30314 | IS 5966:2023 | IS 11215:1991 | Moisture content of timber and timber products - Methods for determination (First Revision) | TEST_METHOD |  | Methods of tests | 2256 | Current | 1991
30314 | IS 5966:2023 | IS 1141:1993 | Seasoning of Timber - Code of practice (Second Revision) | INSTALLATION_CODE |  | Code of Practice | 2505 | Current | 1993
30314 | IS 5966:2023 | IS 1326:2023 | Non-Coniferous Sawn Timber (Baulks and Scantling) - Specification (Third Revision) | COMPONENT_PRODUCT |  | Product Specification | 30292 | Current | 2023
30314 | IS 5966:2023 | IS 1331:1971 | Specification for Cut Sizes of Timber (Second Revison) | COMPONENT_PRODUCT |  | Product Specification | 4840 | Current | 1971
30314 | IS 5966:2023 | IS 3364 (Part 2):1976 | Methods of measurement and evaluation of defects in timber: Part 2 Converted timber | TEST_METHOD |  | Methods of tests | 9956 | Current | 1976
30314 | IS 5966:2023 | IS 401:2001 | Preservation of Timber - Code of Practice (Fourth Revision) | INSTALLATION_CODE |  | Code of Practice | 10633 | Current | 2001
30314 | IS 5966:2023 | IS 707:2011 | Timber Technology and Utilization of Wood, Bamboo and Cane - Glossary of Terms (Third Revision) | TERMINOLOGY |  | Terminology | 13981 | Current | 2011
30379 | IS 26:2024 | IS 1387:1993 | General requirements for the supply of metallurgical materials (Second Revision) | COMPONENT_PRODUCT |  | Others | 5659 | Current | 1993
30379 | IS 26:2024 | IS 1817:1961 | Methods of sampling non - Ferrous metals for chemical analysis | INSTALLATION_CODE |  | Code of Practice | 8222 | Draft/Formulation | 1961
30379 | IS 26:2024 | IS 1940:1969 | Methods of chemical analysis of tin ingot (First Revision) | TEST_METHOD |  | Methods of tests | 8446 | Current | 1969
30380 | IS 209:2024 | IS 1387:1993 | General requirements for the supply of metallurgical materials (Second Revision) | COMPONENT_PRODUCT |  | Others | 5659 | Current | 1993
30380 | IS 209:2024 | IS 1817:1961 | Methods of sampling non - Ferrous metals for chemical analysis | INSTALLATION_CODE |  | Code of Practice | 8222 | Draft/Formulation | 1961
30380 | IS 209:2024 | IS 2600 (Part 1):1988 | Methods of chemical analysis of zinc and zinc base alloys for die castings: Part 1 determination of copper, iron, nickel, tin and thallium by spectrophotometric method (First Revision) | TEST_METHOD |  | Methods of tests | 9126 | Current | 1988
30380 | IS 209:2024 | IS 2600 (Part 2):1988 | Methods of chemical analysis of zinc and zinc base alloys for die castings: Part 2 determination of copper, iron, lead and cadmium by atomic absorption spectrophotometric method (First Revision) | TEST_METHOD |  | Methods of tests | 9127 | Current | 1988
30380 | IS 209:2024 | IS 406:1964 | Methods of chemical analysis of slab zinc (Spelter) (Revised) | TEST_METHOD |  | Methods of tests | 10698 | Draft/Formulation | 1964
30380 | IS 209:2024 | IS 16707:2018 | Carbosulfan granules - Specification | COMPONENT_PRODUCT |  | Product Specification | 23342 | Draft/Formulation | 2018
30380 | IS 209:2024 | IS 18456:2023 | Plastics Reinforcement Fibres Chopped Strands Determination of Bulk Density | TEST_METHOD |  | Methods of tests | 29951 | Draft/Formulation | 2023
30380 | IS 209:2024 | IS 18457:2023 | Plastics Glass-Fibre-Reinforced Products Determination of Fibre Length | TEST_METHOD |  | Methods of tests | 29952 | Draft/Formulation | 2023
30380 | IS 209:2024 | IS 18475:2023 | Power Quality Measurement Monitoring Methods | INSTALLATION_CODE |  | Code of Practice | 29953 | Draft/Formulation | 2023
30412 | IS 1772:2024 | IS 3203:1982 | Methods of testing local thickness of electroplated coatings (First Revision) | TEST_METHOD |  | Methods of tests | 9766 | Current | 1982
30412 | IS 1772:2024 | IS 5528:2024 | Corrosion Tests in Artificial Atmospheres - Salt Spray Tests (second revision) | INSTALLATION_CODE |  | Code of Practice | 31268 | Current | 2024
30412 | IS 1772:2024 | IS 6009:2024 | Evaluation of Results of Accelerated Corrosion Test - Method | TEST_METHOD |  | Methods of tests | 30489 | Current | 2024
30412 | IS 1772:2024 | IS 6012:1992 | Measurement of coating thickness by eddy current method (First Revision) | TEST_METHOD |  | Methods of tests | 12844 | Current | 1992
30417 | IS 302 (Part 2/Sec 7):2024 | IS 3400 (Part 6):2018 | Methods of Test for Vulcanized Rubbers Part 6 Determination of the Effect of Liquids (Fourth Revision) | TEST_METHOD |  |  |  | NOT_IN_INDEX
30417 | IS 302 (Part 2/Sec 7):2024 | IS 16923 (Part 1):2018 | Thermocouples Part 1 EMF Specifications and Tolerances ( First Revision ) | COMPONENT_PRODUCT |  | Product Specification | 23983 | Draft/Formulation | 2018
30417 | IS 302 (Part 2/Sec 7):2024 | IS 17510:2021 | GENERAL STANDARDS FOR READY-TO-EAT SAVOURIES | COMPONENT_PRODUCT |  | Product Specification | 26496 | Under Revision | 2021
30417 | IS 302 (Part 2/Sec 7):2024 | IEC 60730 (Part 2/Sec 12):2015 |  | REFERENCED_UNKNOWN |  |  |  | NOT_IN_INDEX
30417 | IS 302 (Part 2/Sec 7):2024 | IEC 60068 (Part 2/Sec 52) |  | REFERENCED_UNKNOWN |  |  |  | NOT_IN_INDEX
30480 | IS 3168:2024 | IS 1501 (Part 1):2025 | Metallic materials Vickers hardness test Part 1: Test method (Sixth Revision) | TEST_METHOD |  | Methods of tests | 33453 | Current | 2025
30480 | IS 3168:2024 | IS 1387:1993 | General requirements for the supply of metallurgical materials (Second Revision) | COMPONENT_PRODUCT |  | Others | 5659 | Current | 1993
30480 | IS 3168:2024 | IS 3052:1986 | Dimensions and tolerances for wrought copper and copper alloy sheet, strip and foil for general engineering purposes (Second Revision) | REFERENCED_UNKNOWN |  | Dimensions | 9626 | Current | 1986
30480 | IS 3168:2024 | IS 3288 (Part 1):1986 | Glossary of terms relating to copper and copper alloys: Part 1 materials (Third Revision) | TERMINOLOGY |  | Terminology | 9878 | Current | 1986
30480 | IS 3168:2024 | IS 3685:1966 | Methods of chemical analysis of brasses | TEST_METHOD |  | Methods of tests | 10279 | Draft/Formulation | 1966
30480 | IS 3168:2024 | ISO 2624:1990 |  | REFERENCED_UNKNOWN |  |  |  | NOT_IN_INDEX
30552 | IS 3039:2024 | IS 10182 (Part 2):1985 | Dimensions and tolerances for hot rolled track shoe sections: Part 2: Sec TS - H1 | REFERENCED_UNKNOWN |  | Dimensions | 957 | Draft/Formulation | 1985
30552 | IS 3039:2024 | IS 10182 (Part 1):1982 | Dimensions and tolerances for hot rolled track shoe sections: Part 1: Sec TS - L1 | REFERENCED_UNKNOWN |  | Dimensions | 958 | Draft/Formulation | 1982
30552 | IS 3039:2024 | IS 1173:2025 | Hot Rolled and Slit Steel Tee Bars Dimensions and Properties | REFERENCED_UNKNOWN |  | Dimensions | 33077 | Current | 2025
30552 | IS 3039:2024 | IS 1252:2025 | Hot Rolled Steel Sections for Shipbuilding - Dimensions and Tolerances | REFERENCED_UNKNOWN |  | Dimensions | 33078 | Current | 2025
30552 | IS 3039:2024 | IS 12778:2004 | Hot Rolled Parallel Flange Steel Sections for Beams, Columns and Bearing Piles - Dimensions and Section Properties (First Revision) | REFERENCED_UNKNOWN |  | Dimensions | 4229 | Current | 2004
30552 | IS 3039:2024 | IS 12779:1989 | Rolling and cutting tolerances for hot rolled parallel flange beam and column sections - Specification | COMPONENT_PRODUCT |  | Dimensions | 4230 | Draft/Formulation | 1989
30552 | IS 3039:2024 | IS 1730:1989 | Steel Plates, Sheets Strips and Flats for Structural and General Engineering Purposes - Dimensions (Second Revision) | REFERENCED_UNKNOWN |  | Dimensions | 8140 | Under Revision | 1989
30552 | IS 3039:2024 | IS 1732:1989 | Steel Bars, Round and Square for Structural and General Engineering Purposes - Dimensions (Second Revision) | REFERENCED_UNKNOWN |  | Dimensions | 8141 | Under Revision | 1989
30552 | IS 3039:2024 | IS 1757 (Part 1):2020 | Metallic Materials — Charpy Pendulum Impact Test Part 1 Test Method ( Fourth Revision ) | TEST_METHOD |  | Methods of tests | 8162 | Current | 2020
30552 | IS 3039:2024 | IS 1863:1979 | Specification for Rolled Steel Bulb Flats (First Revision) | COMPONENT_PRODUCT |  |  |  | NOT_IN_INDEX
30552 | IS 3039:2024 | IS 3954:1991 | Hot Rolled Steel Channel Sections for General Engineering Purposes - Dimensions (First Revision) | REFERENCED_UNKNOWN |  | Dimensions | 10544 | Current | 1991
30552 | IS 3039:2024 | IS/IEC 61189 (Part 2):2006 | Test methods for electrical materials printed boards and other interconnection structures and assemblies Part 2:Test methods for materials for interconnection structures | TEST_METHOD |  | Methods of tests | 26990 | Draft/Formulation | 2006
30552 | IS 3039:2024 | IS 3495 (Part 6):2022 | Methods of tests of burnt clay building bricks: Part 6 Determination of modulus of rupture | TEST_METHOD |  | Methods of tests | 27523 | Draft/Formulation | 2022
30552 | IS 3039:2024 | IS 18215:2023 | Stainless Steel Neti Pot Specification | COMPONENT_PRODUCT |  | Product Specification | 28918 | Draft/Formulation | 2023
30552 | IS 3039:2024 | IS 17895:2023 | Dentistry Vocabulary | TERMINOLOGY |  | Terminology | 29638 | Draft/Formulation | 2023
30552 | IS 3039:2024 | IS 18292 (Part 4):2024 | Intravascular Catheters - Sterile and Single-Use Catheters Part 4 Balloon Dilatation Catheters (First Revision) | COMPONENT_PRODUCT |  | Product Specification | 32365 | Draft/Formulation | 2024
30552 | IS 3039:2024 | ISO 7778:2014 |  | REFERENCED_UNKNOWN |  |  |  | NOT_IN_INDEX
30553 | IS 3717:2024 | IS 1387:1993 | General requirements for the supply of metallurgical materials (Second Revision) | COMPONENT_PRODUCT |  | Others | 5659 | Current | 1993
30553 | IS 3717:2024 | IS 403:1964 | Methqds of chemical analysis of lead and antimonial lead (Revised) | TEST_METHOD |  | Methods of tests | 10661 | Draft/Formulation | 1964
30553 | IS 3717:2024 | IS 8439:1977 | Methods for sampling of lead and lead alloys | INSTALLATION_CODE |  | Code of Practice | 15612 | Under Revision | 1977
30554 | IS 3989:2024 | IS 1500 (Part 1):2019 | Metallic materials - Brinell hardness test: Part 1 test method (Fifth Revision) | TEST_METHOD |  | Methods of tests | 339 | Current | 2019
30554 | IS 3989:2024 | IS 1387:1993 | General requirements for the supply of metallurgical materials (Second Revision) | COMPONENT_PRODUCT |  | Others | 5659 | Current | 1993
30554 | IS 3989:2024 | IS 210:2009 | Grey iron castings - Specification (Fifth Revision) | COMPONENT_PRODUCT |  | Product Specification | 8644 | Current | 2009
30554 | IS 3989:2024 | IS 5519:1979 | Deviations for untoleranced dimensions and mass of grey iron castings (First Revision) | REFERENCED_UNKNOWN |  | Dimensions | 12294 | Current | 1979
30601 | IS 906:2024 | IS 1264:1997 | Brass gravity die castings - Specification (Fourth Revision) | COMPONENT_PRODUCT |  | Product Specification | 4054 | Current | 1997
30601 | IS 906:2024 | IS 13159 (Part 1):2026 | Pipe Flanges and Flanged Fittings — Code of Practice (First Revision) | INSTALLATION_CODE |  | Code of Practice | 66384 | Current | 2026
30601 | IS 906:2024 | IS 2102 (Part 1):1993 | General tolerances: Part 1 tolerances for linear and angular dimensions without individual tolerance indications (Third Revision) | REFERENCED_UNKNOWN |  | Dimensions | 8646 | Current | 1993
30601 | IS 906:2024 | IS 291:1989 | Naval brass rods and sections for machining purposes - Specification (Third Revision) | COMPONENT_PRODUCT |  | Product Specification | 9423 | Current | 1989
30601 | IS 906:2024 | IS 292:1983 | Specification for leaded brass ingots and casting (Second Revision) | COMPONENT_PRODUCT |  | Product Specification | 9435 | Current | 1983
30601 | IS 906:2024 | IS 304:1981 | Specification for high tensile brass ingots and castings (Second Revision) | COMPONENT_PRODUCT |  | Product Specification | 9615 | Current | 1981
30601 | IS 906:2024 | IS 318:1981 | Specification for leaded tin bronze ingots and castings (Second Revision) | COMPONENT_PRODUCT |  | Product Specification | 9742 | Current | 1981
30601 | IS 906:2024 | IS 3444:1999 | Corrosion resistant high alloy steel and nickel base castings for general applications - Specification (Third Revision) | COMPONENT_PRODUCT |  | Product Specification | 10040 | Current | 1999
30601 | IS 906:2024 | IS 5528:2024 | Corrosion Tests in Artificial Atmospheres - Salt Spray Tests (second revision) | INSTALLATION_CODE |  | Code of Practice | 31268 | Current | 2024
30601 | IS 906:2024 | IS 6392:1971 | Specification for steel pipe flanges | COMPONENT_PRODUCT |  |  | 13255 | Outdated edition cited | 2020
30601 | IS 906:2024 | IS 6910:1985 | Method of testing corrosion resistance of electroplated and anodized aluminium coatings by acetic acid salt spray test (First Revision) | TEST_METHOD |  |  |  | NOT_IN_INDEX
30601 | IS 906:2024 | IS 9844:1981 | Methods of testing corrosion resistance of electroplated and anodized aluminium coatings by neutral salt spray test | TEST_METHOD |  |  |  | NOT_IN_INDEX
30618 | IS 1284:2024 | IS 1387:1993 | General requirements for the supply of metallurgical materials (Second Revision) | COMPONENT_PRODUCT |  | Others | 5659 | Current | 1993
30618 | IS 1284:2024 | IS 3577:1992 | Wrought aluminium andits alloys rivet, bolt and screw stock - Dimensions and tolerances (First Revision) | COMPONENT_PRODUCT |  | Product Specification | 10156 | Current | 1992
30618 | IS 1284:2024 | IS 504 (Part 13 to 16):2003 | Chemical analysis of aluminium and its alloys parts 13 to 16 (Second Revision) | TEST_METHOD |  | Methods of tests | 11793 | Current | 2003
30618 | IS 1284:2024 | IS 504 (Part 1 To 12):2002 | Chemical analysis of aluminium and its alloys parts 1 to 12 (Second Revision) | TEST_METHOD |  | Methods of tests | 11794 | Current | 2002
30618 | IS 1284:2024 | IS 5052:2025 | Aluminium and its Alloys - Temper Designations (Second Revision) | INSTALLATION_CODE |  | Code of Practice | 32979 | Current | 2025
30618 | IS 1284:2024 | IS 6051:1970 | Code for designation of aluminium and its alloys | TERMINOLOGY |  | Terminology | 12878 | Draft/Formulation | 1970
30618 | IS 1284:2024 | IS 18215:2023 | Stainless Steel Neti Pot Specification | COMPONENT_PRODUCT |  | Product Specification | 28918 | Draft/Formulation | 2023
30764 | IS 710:2024 | IS 10013 (Part 1):1981 | Water Soluble Type Wood Preservatives: Part 1 Acid-Copper-Chrome (Acc) Preservative | COMPONENT_PRODUCT |  | Product Specification | 785 | Draft/Formulation | 1981
30764 | IS 710:2024 | IS 10013 (Part 3):1981 | Water Soluble Type Wood Preservatives: Part 3 Copper-Chrome-Boron (Ccb) Wood Preservative | COMPONENT_PRODUCT |  | Product Specification | 787 | Draft/Formulation | 1981
30764 | IS 710:2024 | IS 1150:2000 | Trade Names and Abbreviated Symbols for Timber Species (Third Revision) | TERMINOLOGY |  | Terminology | 2611 | Current | 2000
30764 | IS 710:2024 | IS 13745:2020 | Method for Determination of Formaldehyde Content in Wood-Based Panels by Extraction Method Called Perforator Method ( First Revision ) | TEST_METHOD |  | Methods of tests | 5509 | Current | 2020
30764 | IS 710:2024 | IS 1734 (Part 1 to 20):1983 | Methods of test for plywood | TEST_METHOD |  | Methods of tests | 8142 | Current | 1983
30764 | IS 710:2024 | IS 2753 (Part 1):1991 | Methods for estimation of preservatives in treated timber and in treating solutions: Part 1 Deterrmination of copper, arsenic, chromium, zinc, boron, creosote and fuel oil | TEST_METHOD |  | Methods of tests | 9290 | Current | 1991
30764 | IS 710:2024 | IS 2753 (Part 2):2014 | Methods for Estimation of Preservatives in Treated Timber and in Treating Solutions: Part 2 Determination of Copper (in copper Organic Preservative Salt) | TEST_METHOD |  | Methods of tests | 9291 | Current | 2014
30764 | IS 710:2024 | IS 287:1993 | Permissible Moisture Content for Timber Used for Different Purposes - Recommendations (Third Revision) | REFERENCED_UNKNOWN |  | Others | 9393 | Current | 1993
30764 | IS 710:2024 | IS 5539:1969 | Specification for preservative treated plywood | COMPONENT_PRODUCT |  | Product Specification | 12313 | Draft/Formulation | 1969
30764 | IS 710:2024 | IS 707:2011 | Timber Technology and Utilization of Wood, Bamboo and Cane - Glossary of Terms (Third Revision) | TERMINOLOGY |  | Terminology | 13981 | Current | 2011
30764 | IS 710:2024 | IS 7638:1999 | Wood/Lignocellulosic Based Panel Products - Methods of Sampling | TEST_METHOD |  | Methods of tests | 14628 | Current | 1999
30764 | IS 710:2024 | IS 848:2025 | Synthetic Resin Adhesives for Plywood (Phenolic, Aminoplastic and Bio-Materials Based) - Specification ( Third Revision ) | COMPONENT_PRODUCT |  | Product Specification | 33639 | Current | 2025
30764 | IS 710:2024 | IS/ISO 12460-1:2007 | Wood based panels - Determination of formaldehyde release: Part 1 formaldehyde emission by the 1 - Cubic - Metre chamber method | TEST_METHOD |  | Methods of tests | 21769 | Draft/Formulation | 2007
30853 | IS 211:2024 | IS 1047:1965 | Methods of chemical analysis of antimony (Revised) | TEST_METHOD |  | Methods of tests | 1299 | Draft/Formulation | 1965
30853 | IS 211:2024 | IS 1387:1993 | General requirements for the supply of metallurgical materials (Second Revision) | COMPONENT_PRODUCT |  | Others | 5659 | Current | 1993
30853 | IS 211:2024 | IS 1817:1961 | Methods of sampling non - Ferrous metals for chemical analysis | INSTALLATION_CODE |  | Code of Practice | 8222 | Draft/Formulation | 1961
30855 | IS 5479:2024 | IS 1387:1993 | General requirements for the supply of metallurgical materials (Second Revision) | COMPONENT_PRODUCT |  | Others | 5659 | Current | 1993
30855 | IS 5479:2024 | IS 1817:1961 | Methods of sampling non - Ferrous metals for chemical analysis | INSTALLATION_CODE |  | Code of Practice | 8222 | Draft/Formulation | 1961
30855 | IS 5479:2024 | IS 8097:2025 | Methods of chemical analysis of soft solders for jointing aluminium and aluminium alloys (First Revision) | TEST_METHOD |  | Methods of tests | 33138 | Current | 2025
30855 | IS 5479:2024 | IS 8812 (Part 1):1978 | Methods of chemical analysis of hard solders for jointing aluminium and aluminium alloys: Part 1 determination of silver, copper, zinc, antimony, arsenic, iron and bismuth | TEST_METHOD |  | Methods of tests | 16005 | Under Revision | 1978
30855 | IS 5479:2024 | IS 8812 (Part 2):1982 | Methods of chemical analysis of hard solders for jointing aluminium and aluminium alloys: Part 2 determination of aluminium | TEST_METHOD |  | Methods of tests | 16006 | Under Revision | 1982
30858 | IS 12447:2024 | IS 1387:1993 | General requirements for the supply of metallurgical materials (Second Revision) | COMPONENT_PRODUCT |  | Others | 5659 | Current | 1993
30858 | IS 12447:2024 | IS 1755:2018 | Metallic Materials - Wire - Wrapping test (Second Revision) | TEST_METHOD |  | Methods of tests | 8161 | Current | 2018
30858 | IS 12447:2024 | IS 209:2024 | Refined Zinc - Specification (Fifth Revision) | COMPONENT_PRODUCT |  | Product Specification | 30380 | Current | 2024
30891 | IS 1464:2024 | IS 2248:2025 | Clay Products for Buildings - Glossary of Terms | TERMINOLOGY |  | Terminology | 33460 | Current | 2025
30891 | IS 1464:2024 | IS 6873 (Part 2/Sec 1):2024 | Limits and Methods of Measurement of Radio Disturbance Characteristics PART 2 Electromagnetic Compatibility (EMC) - Requirements for Household Appliances, Electric Tools and Similar Apparatus Section 1 Emission ( Fourth Revision) | COMPONENT_PRODUCT |  | Product Specification | 31283 | Current | 2024
30951 | IS 617:2024 | IS 1500 (Part 1):2019 | Metallic materials - Brinell hardness test: Part 1 test method (Fifth Revision) | TEST_METHOD |  | Methods of tests | 339 | Current | 2019
30951 | IS 617:2024 | IS 10259:1982 | General condition of delivery and inspection of aluminium and aluminium alloy products | COMPONENT_PRODUCT |  | Others | 1078 | Draft/Formulation | 1982
30951 | IS 617:2024 | IS 2479:1981 | Colour code for identification of aluminium and aluminium alloys for general engineering purposes (Second Revision) | INSTALLATION_CODE |  | Code of Practice | 8987 | Current | 1981
30951 | IS 617:2024 | IS 3658:1999 | Code of practice for liquid penetrant flaw detection (Second Revision) | INSTALLATION_CODE |  | Code of Practice | 10246 | Current | 1999
30951 | IS 617:2024 | IS 504 (Part 13 to 16):2003 | Chemical analysis of aluminium and its alloys parts 13 to 16 (Second Revision) | TEST_METHOD |  | Methods of tests | 11793 | Current | 2003
30951 | IS 617:2024 | IS 504 (Part 1 To 12):2002 | Chemical analysis of aluminium and its alloys parts 1 to 12 (Second Revision) | TEST_METHOD |  | Methods of tests | 11794 | Current | 2002
30951 | IS 617:2024 | IS 5047 (Part 1):1986 | Glossary of terms relating to aluminium and aluminium alloys: Part 1 unwrought and wrought metals (Second Revision) | TERMINOLOGY |  | Terminology | 11801 | Current | 1986
30951 | IS 617:2024 | IS 18215:2023 | Stainless Steel Neti Pot Specification | COMPONENT_PRODUCT |  | Product Specification | 28918 | Draft/Formulation | 2023
31057 | IS 2556 (Part 15):2024 | IS 9140:1996 | Methods for sampling of vitreous and fire clay sanitary appliances (Second Revision) | TEST_METHOD |  | Methods of tests | 16409 | Current | 1996
31057 | IS 2556 (Part 15):2024 | IS 16595 (Part 302):2023 | Ergonomics of human-system Interaction Part 302: Terminology for electronic visual displays ISO 9241-302 | TERMINOLOGY |  | Terminology | 28613 | Draft/Formulation | 2023
31057 | IS 2556 (Part 15):2024 | IS 18180 (Part 1):2023 | Geometrical product specifications (GPS) - General concepts: Part 1 Model for geometrical specification and verification | COMPONENT_PRODUCT |  | Others | 28630 | Draft/Formulation | 2023
31057 | IS 2556 (Part 15):2024 | IS 18180 (Part 2):2023 | Geometrical product specifications (GPS) - General concepts: Part 2 Basic tenets, specifications, operators, uncertainties and ambiguities | COMPONENT_PRODUCT |  | Others | 28631 | Draft/Formulation | 2023
31058 | IS 2556 (Part 16):2024 | IS 9140:1996 | Methods for sampling of vitreous and fire clay sanitary appliances (Second Revision) | TEST_METHOD |  | Methods of tests | 16409 | Current | 1996
31058 | IS 2556 (Part 16):2024 | IS 16595 (Part 302):2023 | Ergonomics of human-system Interaction Part 302: Terminology for electronic visual displays ISO 9241-302 | TERMINOLOGY |  | Terminology | 28613 | Draft/Formulation | 2023
31058 | IS 2556 (Part 16):2024 | IS 18180 (Part 2):2023 | Geometrical product specifications (GPS) - General concepts: Part 2 Basic tenets, specifications, operators, uncertainties and ambiguities | COMPONENT_PRODUCT |  | Others | 28631 | Draft/Formulation | 2023
31059 | IS 2556 (Part 2):2024 | IS 9140:1996 | Methods for sampling of vitreous and fire clay sanitary appliances (Second Revision) | TEST_METHOD |  | Methods of tests | 16409 | Current | 1996
31059 | IS 2556 (Part 2):2024 | IS 16595 (Part 302):2023 | Ergonomics of human-system Interaction Part 302: Terminology for electronic visual displays ISO 9241-302 | TERMINOLOGY |  | Terminology | 28613 | Draft/Formulation | 2023
31059 | IS 2556 (Part 2):2024 | IS 18180 (Part 1):2023 | Geometrical product specifications (GPS) - General concepts: Part 1 Model for geometrical specification and verification | COMPONENT_PRODUCT |  | Others | 28630 | Draft/Formulation | 2023
31059 | IS 2556 (Part 2):2024 | IS 18180 (Part 2):2023 | Geometrical product specifications (GPS) - General concepts: Part 2 Basic tenets, specifications, operators, uncertainties and ambiguities | COMPONENT_PRODUCT |  | Others | 28631 | Draft/Formulation | 2023
31059 | IS 2556 (Part 2):2024 | IS 18183:2023 | Point of use (PoU) water purification system for arsenic reduction - Specification | COMPONENT_PRODUCT |  | Product Specification | 28632 | Draft/Formulation | 2023
31307 | IS 2083:2024 | IS 10322 (Part 5/Sec 6):2026 | Luminaires Part 5: Particular requirements Section 6: Handlamps (First Revision) | COMPONENT_PRODUCT |  | Product Specification | 65901 | Current | 2026
31307 | IS 2083:2024 | IS 10322 (Part 5/Sec 8):2026 | Luminaires Part 5: Particular requirements Section 8: Luminaires for emergency lighting (First Revision) | COMPONENT_PRODUCT |  | Product Specification | 65903 | Current | 2026
31307 | IS 2083:2024 | IS 13252 (Part 1):2010 | Information Technology Equipment - Safety Part 1: General Requirements (Second Revision) | SAFETY_STANDARD |  | Safety Standard | 348 | Current | 2010
31307 | IS 2083:2024 | IS 10322 (Part 5/Sec 1):2026 | Luminaires Part 5: Particular requirements Section 1: Fixed general purpose luminaires (Second Revision) | COMPONENT_PRODUCT |  | Product Specification | 65896 | Current | 2026
31307 | IS 2083:2024 | IS 1068:2025 | Metallic and other inorganic coatings - Electrodeposited coatings of nickel, nickel plus chromium, copper plus nickel and of copper plus nickel plus chromium (Fourth Revision) | COMPONENT_PRODUCT |  | Product Specification | 33076 | Current | 2025
31307 | IS 2083:2024 | IS 13360 (Part 4/Sec 4):1999 | Plastics - Methods of testing: Part 4 rheological properties section 4 determination of properties of polymeric materials by means of a capillary rheometer | TEST_METHOD |  | Methods of tests | 4928 | Draft/Formulation | 1999
31307 | IS 2083:2024 | IS 13360 (Part 9/Sec 5):1999 | Plastics - Methods of testing: Part 9 optical properties section 5 determination of haze and luminous transmittance of transparent plastics | TEST_METHOD |  | Methods of tests | 4971 | Draft/Formulation | 1999
31307 | IS 2083:2024 | IS 14286:2010 | Crystalline silicon terrestrial photovoltaic (PV) modules - Design qualification and type approval (First Revision) | REFERENCED_UNKNOWN |  |  |  | NOT_IN_INDEX
31307 | IS 2083:2024 | IS 15687 (Part 1):2006 | Single - Capped fluorescent lamps: Part 1 safety requirements | SAFETY_STANDARD |  | Safety Standard | 7861 | Under Revision | 2006
31307 | IS 2083:2024 | IS 2261:1975 | Specification for lamps for flashlights (First Revision) | COMPONENT_PRODUCT |  |  |  | NOT_IN_INDEX
31307 | IS 2083:2024 | IS 3203:1982 | Methods of testing local thickness of electroplated coatings (First Revision) | TEST_METHOD |  | Methods of tests | 9766 | Current | 1982
31307 | IS 2083:2024 | IS 4905:2015 | Random sampling and randomization procedures (First Revision) | TEST_METHOD |  | Others | 11627 | Current | 2015
31307 | IS 2083:2024 | IS 5523:1983 | Methods of testing anodic coatings on aluminium and its alloys (First Revision) | TEST_METHOD |  | Methods of tests | 12299 | Current | 1983
31307 | IS 2083:2024 | IS 6910:1985 | Method of testing corrosion resistance of electroplated and anodized aluminium coatings by acetic acid salt spray test (First Revision) | TEST_METHOD |  |  |  | NOT_IN_INDEX
31307 | IS 2083:2024 | IS 8375:1977 | Method for checking continuity of anodized coatings | INSTALLATION_CODE |  | Code of Practice | 15539 | Draft/Formulation | 1977
31307 | IS 2083:2024 | IS 1885 (Part 16/Sec 1):1968 | Electotechnical vocabulary: Part 16 lighting: Sec 1 general aspects | TERMINOLOGY |  |  |  | NOT_IN_INDEX
31307 | IS 2083:2024 | IS 2418 (Part 1):1977 | Tubular Fluorescent Lamps for General Lighting Service - Part I : Requirements and Tests | REFERENCED_UNKNOWN |  |  | 18841 | Outdated edition cited | 2018
31307 | IS 2083:2024 | IS 2418 (Part 2):2018 | Tubular fluorescent lamps for general lighting service: Part 2 performance requirements (Second Revision) | COMPONENT_PRODUCT |  | Product Specification | 18842 | Current | 2018
31307 | IS 2083:2024 | IS 16101:2012 | General lighting - Leds and led modules - Terms and definitions | TERMINOLOGY |  | Terminology | 21450 | Draft/Formulation | 2012
31307 | IS 2083:2024 | IS 16103 (Part 1):2025 | LED Modules for General Lighting Part 1 Safety Specifications (First Revision) | COMPONENT_PRODUCT |  | Product Specification | 33906 | Current | 2025
31307 | IS 2083:2024 | IS 16106:2012 | Method of electrical and photometric measurements of solid state lighting (Led) products | TEST_METHOD |  | Methods of tests | 21455 | Draft/Formulation | 2012
31307 | IS 2083:2024 | IS 16103 (Part 2):2025 | LED Modules for General Lighting Part 2 Performance Requirements (First Revision) | COMPONENT_PRODUCT |  | Product Specification | 33907 | Current | 2025
31307 | IS 2083:2024 | IS 16614 (Part 1):2026 | Double-Capped LED Linear Lamps Part 1 Safety Requirements (First Revision) | COMPONENT_PRODUCT |  | Product Specification | 65895 | Current | 2026
31307 | IS 2083:2024 | IS 16894 (Part 4):2018 | Safety Requirements for Secondary Batteries and Battery Installations Part 4 Valve - Regulated Lead - Acid Batteries for use in Portable Appliances | COMPONENT_PRODUCT |  | Product Specification | 23173 | Draft/Formulation | 2018
31307 | IS 2083:2024 | IS 16046 (Part 1):2018 | Secondary Cells and Batteries Containing Alkaline or Other Non-Acid Electrolytes - Safety Requirements for Portable Sealed Secondary Cells and for Batteries Made from Them for Use in Portable Applications Part 1 Nickel Systems ( Second Revision ) | COMPONENT_PRODUCT |  | Product Specification | 23335 | Draft/Formulation | 2018
31307 | IS 2083:2024 | IS 16046 (Part 2):2018 | Secondary Cells and Batteries Containing Alkaline or Other Non-Acid Electrolytes - Safety Requirements for Portable Sealed Secondary Cells and for Batteries Made from Them for Use in Portable Applications Part 2 Lithium Systems ( Second Revision ) | COMPONENT_PRODUCT |  | Product Specification | 23336 | Draft/Formulation | 2018
31307 | IS 2083:2024 | IS 16894 (Part 1):2018 | Safety requirements for secondary batteries and battery installations: Part 1 general safety information | INSTALLATION_CODE |  | Others | 23657 | Draft/Formulation | 2018
31307 | IS 2083:2024 | IS/IEC 62341 (Part 6/Sec 1):2017 | Organic light emitting diode OLED displays Part 6-1: Measuring methods of optical and electro-optical parameters | TEST_METHOD |  | Methods of tests | 26041 | Draft/Formulation | 2017
31307 | IS 2083:2024 | IS 7877 (Part 1 to 4):2023 | Methods of Sampling and Tests for Hand-Made Carpets | TEST_METHOD |  | Methods of tests | 30224 | Draft/Formulation | 2023
31348 | IS 3600 (Part 4):2024 | IS 18215:2023 | Stainless Steel Neti Pot Specification | COMPONENT_PRODUCT |  | Product Specification | 28918 | Draft/Formulation | 2023
31465 | IS 12640 (Part 1):2024 | IS/IEC 60060 (Part 2):2010 | High - Voltage test techniques: Part 2 measuring systems | TEST_METHOD |  | Methods of tests | 558 | Draft/Formulation | 2010
31465 | IS 12640 (Part 1):2024 | IS 12360:2026 | VOLTAGE BANDS FOR ELECTRICAL INSTALLATIONS INCLUDING PREFERRED VOLTAGE AND FREQUENCY | INSTALLATION_CODE |  | Code of Practice | 66217 | Current | 2026
31465 | IS 12640 (Part 1):2024 | IS 12640 (Part 2):2008 | Residual Current Operaed Circuit - Breaking for Household and Similar Uses - Part 2 Circuit - Breakers with Integral Overcurrent Protection (RCVOs) | SAFETY_STANDARD |  |  | 4056 | Outdated edition cited | 2016
31465 | IS 12640 (Part 1):2024 | IS 1293:2019 | Plugs and Socket-Outlets for Household and Similar Purposes of Rated Voltage up to and Including 250 V and Rated Current up to and Including 16 A - Specification ( Fourth Revision ) | COMPONENT_PRODUCT |  | Product Specification | 25470 | Current | 2019
31465 | IS 12640 (Part 1):2024 | IS 15382 (Part 1):2022 | Insulation Coordination for Equipment Within Low-Voltage Systems Part 1 Principles Requirements and Tests | TEST_METHOD |  | Methods of tests | 27721 | Current | 2022
31465 | IS 12640 (Part 1):2024 | IS 15382 (Part 3):2019 | Insulation Coordination for Equipment within Low-Voltage Systems Part 3 Use of Coating, Potting or Moulding for Protection against Pollution (First Revision) | TEST_METHOD |  | Methods of tests | 7477 | Current | 2019
31465 | IS 12640 (Part 1):2024 | IS 2071 (Part 1):2016 | High - Voltage test techniques: Part 1 general definitions and test requirements (Third Revision) | COMPONENT_PRODUCT |  | Product Specification | 8612 | Current | 2016
31465 | IS 12640 (Part 1):2024 | IS 2824:2007 | Method for the determination of the proof and the comparative tracking indices of solid insulating materials (Second Revision) | TEST_METHOD |  | Others | 9353 | Current | 2007
31465 | IS 12640 (Part 1):2024 | IS 3043:2018 | Code of practice for earthing (Second Revision) | INSTALLATION_CODE |  | Code of Practice | 9619 | Current | 2018
31465 | IS 12640 (Part 1):2024 | IS 8130:2013 | Conductors for insulated electric cables and flexible cords - Specification (Second Revision) | COMPONENT_PRODUCT |  | Product Specification | 15203 | Current | 2013
31465 | IS 12640 (Part 1):2024 | IS/IEC 60529:2001 | Degrees of protection provided by enclosures (IP Code) | INSTALLATION_CODE |  | Code of Practice | 20971 | Draft/Formulation | 2001
31465 | IS 12640 (Part 1):2024 | IS/IEC 60068 (Part 3/Sec 4):2023 | Environmental testing Part 3 Supporting documentation and guidance Section - 4: Damp heat tests First Revision | TEST_METHOD |  | Methods of tests | 30699 | Current | 2023
31465 | IS 12640 (Part 1):2024 | IS/IEC 60695 (Part 2/Sec 10):2021 | Fire hazard testing Part 2: Glowinghot-wire based test methods Section 10: Glow-wire apparatus and common test procedure | TEST_METHOD |  | Methods of tests | 28725 | Draft/Formulation | 2021
31465 | IS 12640 (Part 1):2024 | IEC 60364 (Part-4) (Sec-44):2024 | Low-voltage electrical installations — Part 4-44: Protection for safety — Protection against voltage disturbances and electromagnetic disturbances | INSTALLATION_CODE |  |  |  | NOT_IN_INDEX
31465 | IS 12640 (Part 1):2024 | IEC 60364 (Part-5) (Sec-53):2019 | Electrical installations of buildings — Part 5-53: Selection and erection of electrical equipment — Isolation, switching and control | INSTALLATION_CODE |  |  |  | NOT_IN_INDEX
31465 | IS 12640 (Part 1):2024 | IEC 60417:2026 | Graphical symbols for use on equipment | REFERENCED_UNKNOWN |  |  |  | NOT_IN_INDEX
31465 | IS 12640 (Part 1):2024 | IEC 61543:2022 | Residual current-operated protective devices (RCDs) for household and similar use — Electromagnetic compatibility | REFERENCED_UNKNOWN |  |  |  | NOT_IN_INDEX
31465 | IS 12640 (Part 1):2024 | IEC 60068 (Part-2) (Sec-30):2025 | Environmental testing — Part 2-30: Tests — Test Db: Damp heat, cyclic (12 h + 12 h cycle) | TEST_METHOD |  |  |  | NOT_IN_INDEX
31465 | IS 12640 (Part 1):2024 | IEC 60050 (Part-441):1984 | International Electrotechnical Vocabulary – Chapter 441: Switchgear, controlgear and fuses | TERMINOLOGY |  |  |  | NOT_IN_INDEX
31465 | IS 12640 (Part 1):2024 | IEC 60050 (Part-604):1987 | International Electrotechnical Vocabulary – Chapter 604: Generation, transmission and distribution of electricity – Operation Amendment 1 (1998) | TERMINOLOGY |  |  |  | NOT_IN_INDEX
31465 | IS 12640 (Part 1):2024 | IEC 60269 (Part-1):2006 | Low-voltage fuses – Part 1: General requirements | REFERENCED_UNKNOWN |  |  |  | NOT_IN_INDEX
31465 | IS 12640 (Part 1):2024 | IEC 606645:2007 | Insulation coordination for equipment within low-voltage systems – Part 5: Comprehensive method for determining clearances and creepage distances equal to or less than 2 mm | REFERENCED_UNKNOWN |  |  |  | NOT_IN_INDEX
31465 | IS 12640 (Part 1):2024 | IEC 60695 (Part-2) (Sec-11):2014 | Fire hazard testing – Part 2-11: Glowing /hot-wire based test methods – Glow-wire flammability test method for end-products | TEST_METHOD |  |  |  | NOT_IN_INDEX
31465 | IS 12640 (Part 1):2024 | IEC 60755:2017 | General requirements for residual current operated protective devices | REFERENCED_UNKNOWN |  |  |  | NOT_IN_INDEX
31465 | IS 12640 (Part 1):2024 | IEC 60947 (Part-1):2007 | Low-voltage switchgear and controlgear – Part 1: General rules | REFERENCED_UNKNOWN |  |  |  | NOT_IN_INDEX
31465 | IS 12640 (Part 1):2024 | IEC 62640:2011 | Residual current devices with or without overcurrent protection for socket-outlets for household and similar uses | SAFETY_STANDARD |  |  |  | NOT_IN_INDEX
31555 | IS 2993 (Part 1):2024 | IS 2824:2007 | Method for the determination of the proof and the comparative tracking indices of solid insulating materials (Second Revision) | TEST_METHOD |  | Others | 9353 | Current | 2007
31555 | IS 2993 (Part 1):2024 | IS 8186:2020 | Marking Codes for Resistors and Capacitors ( First Revision ) | TERMINOLOGY |  | Terminology | 15269 | Current | 2020
31555 | IS 2993 (Part 1):2024 | IS 9000 (Part 4):2020 | Environmental Testing Part 4 Tests - Test Cab: Damp Heat, Steady State ( Second Revision ) | TEST_METHOD |  | Methods of tests | 16231 | Current | 2020
31555 | IS 2993 (Part 1):2024 | IS/IEC 60309 (Part 1):2021 | Plugs fixed or portable socket-outlets and appliance inlets for industrial purposes Part 1: General requirements Second Revision | COMPONENT_PRODUCT |  | Product Specification | 30273 | Current | 2021
31555 | IS 2993 (Part 1):2024 | IS/IEC 60529:2001 | Degrees of protection provided by enclosures (IP Code) | INSTALLATION_CODE |  | Code of Practice | 20971 | Draft/Formulation | 2001
31555 | IS 2993 (Part 1):2024 | IS 326 (Part 30):2018 | Methods of sampling and test for natural and synthetic perfumery materials: Part 30 determination of peroxide value | TEST_METHOD |  | Methods of tests | 23249 | Draft/Formulation | 2018
31555 | IS 2993 (Part 1):2024 | IS 18341:2023 | Rigid Protective Covers for Live Working on A.C. Installation | COMPONENT_PRODUCT |  | Product Specification | 30016 | Draft/Formulation | 2023
31555 | IS 2993 (Part 1):2024 | IS 19210:2025 | Pre-Painted Zinc-Aluminium-Magnesium Alloy Coated Steel Strip And Sheet | COMPONENT_PRODUCT |  | Product Specification | 33069 | Draft/Formulation | 2025
31555 | IS 2993 (Part 1):2024 | IS 19206 (Part 8):2025 | Photography - Photographic Grade Chemicals - Test Methods - Part 8 Determination of Volatile Matter | TEST_METHOD |  | Methods of tests | 33119 | Draft/Formulation | 2025
31555 | IS 2993 (Part 1):2024 | IS 19193:2025 | Non-Active Surgical Implants - Joint Replacement Implants - Specific Requirements for Knee-Joint Replacement Implants | COMPONENT_PRODUCT |  | Product Specification | 33169 | Draft/Formulation | 2025
31555 | IS 2993 (Part 1):2024 | ISO 4046:2002 |  | REFERENCED_UNKNOWN |  |  |  | NOT_IN_INDEX
31556 | IS 2993 (Part 2):2024 | IS 2824:2007 | Method for the determination of the proof and the comparative tracking indices of solid insulating materials (Second Revision) | TEST_METHOD |  | Others | 9353 | Current | 2007
31556 | IS 2993 (Part 2):2024 | IS 8186:2020 | Marking Codes for Resistors and Capacitors ( First Revision ) | TERMINOLOGY |  | Terminology | 15269 | Current | 2020
31556 | IS 2993 (Part 2):2024 | IS 9000 (Part 4):2020 | Environmental Testing Part 4 Tests - Test Cab: Damp Heat, Steady State ( Second Revision ) | TEST_METHOD |  | Methods of tests | 16231 | Current | 2020
31556 | IS 2993 (Part 2):2024 | IS/IEC 60309 (Part 1):2021 | Plugs fixed or portable socket-outlets and appliance inlets for industrial purposes Part 1: General requirements Second Revision | COMPONENT_PRODUCT |  | Product Specification | 30273 | Current | 2021
31556 | IS 2993 (Part 2):2024 | IS/IEC 60529:2001 | Degrees of protection provided by enclosures (IP Code) | INSTALLATION_CODE |  | Code of Practice | 20971 | Draft/Formulation | 2001
31556 | IS 2993 (Part 2):2024 | IS 326 (Part 30):2018 | Methods of sampling and test for natural and synthetic perfumery materials: Part 30 determination of peroxide value | TEST_METHOD |  | Methods of tests | 23249 | Draft/Formulation | 2018
31556 | IS 2993 (Part 2):2024 | IS 18341:2023 | Rigid Protective Covers for Live Working on A.C. Installation | COMPONENT_PRODUCT |  | Product Specification | 30016 | Draft/Formulation | 2023
31556 | IS 2993 (Part 2):2024 | IS 19210:2025 | Pre-Painted Zinc-Aluminium-Magnesium Alloy Coated Steel Strip And Sheet | COMPONENT_PRODUCT |  | Product Specification | 33069 | Draft/Formulation | 2025
31556 | IS 2993 (Part 2):2024 | IS 19206 (Part 8):2025 | Photography - Photographic Grade Chemicals - Test Methods - Part 8 Determination of Volatile Matter | TEST_METHOD |  | Methods of tests | 33119 | Draft/Formulation | 2025
31556 | IS 2993 (Part 2):2024 | IS 19193:2025 | Non-Active Surgical Implants - Joint Replacement Implants - Specific Requirements for Knee-Joint Replacement Implants | COMPONENT_PRODUCT |  | Product Specification | 33169 | Draft/Formulation | 2025
31556 | IS 2993 (Part 2):2024 | ISO 4046:2002 |  | REFERENCED_UNKNOWN |  |  |  | NOT_IN_INDEX
31589 | IS 11286:2024 | IS 1500 (Part 1):2019 | Metallic materials - Brinell hardness test: Part 1 test method (Fifth Revision) | TEST_METHOD |  | Methods of tests | 339 | Current | 2019
31589 | IS 11286:2024 | IS 11166:1993 | Permissible deviation on dimensions, surface roughness and mass of steel castings made with investment casting process (First Revision) | REFERENCED_UNKNOWN |  | Dimensions | 2200 | Current | 1993
31589 | IS 11286:2024 | IS 11709:2007 | Technical delivery conditions for investment castings of steel (Second Revision) | REFERENCED_UNKNOWN |  | Others | 2858 | Current | 2007
31589 | IS 11286:2024 | IS 11732:1995 | Acceptance standards for liquid penetrant inspection of steel casting (First Revision) | INSTALLATION_CODE |  | Code of Practice | 2890 | Current | 1995
31589 | IS 11286:2024 | IS 12938:1990 | Acceptance standards for radiographic inspection of steel castings | INSTALLATION_CODE |  | Code of Practice | 4412 | Draft/Formulation | 1990
31589 | IS 11286:2024 | IS 1598:2024 | Izod Impact Test of Metals - Method of Test (Second Revision) | TEST_METHOD |  | Methods of tests | 32707 | Current | 2024
31589 | IS 11286:2024 | IS 1741:1960 | Latex foam rubber products | COMPONENT_PRODUCT |  |  | 8148 | Outdated edition cited | 2019
31589 | IS 11286:2024 | IS 3407 (Part 2):1983 | Method for creep testing of steel at elevated temperatures: Part 2 tensile creep stress rupture testing (First Revision) | TEST_METHOD |  | Methods of tests | 10012 | Current | 1983
31589 | IS 11286:2024 | IS 3664:1981 | Code of practice for ultrasonic pulse echo testing by contact and immersion methods (first revision) | INSTALLATION_CODE |  | Code of Practice | 10262 | Current | 1981
31589 | IS 11286:2024 | IS 5530:2005 | Recommendations for production, rectification and repair of steel castings by metal arc welding process (Second Revision) | INSTALLATION_CODE |  | Code of Practice | 12307 | Current | 2005
31589 | IS 11286:2024 | IS 6601:1987 | Permissible deviations in chemical composition for product analysis of steel castings (First Revision) | COMPONENT_PRODUCT |  | Dimensions | 13464 | Current | 1987
31589 | IS 11286:2024 | IS 6907:1992 | Steel castings - Mcethods of sampling (First Revision) | INSTALLATION_CODE |  | Code of Practice | 13790 | Current | 1992
31589 | IS 11286:2024 | IS 1608 (Part 2):2020 | Metallic Materials - Tensile Testing Part 2 Method of Test at Elevated Temperature ( Fourth Revision ) | TEST_METHOD |  | Methods of tests | 24975 | Draft/Formulation | 2020
31589 | IS 11286:2024 | IS 18215:2023 | Stainless Steel Neti Pot Specification | COMPONENT_PRODUCT |  | Product Specification | 28918 | Draft/Formulation | 2023
31589 | IS 11286:2024 | IS 1528 (Part 29):2025 | Methods of Sampling and Physical Tests for Refractory Materials : Part 29 Determination of dynamic Young-s modulus (MOE) at elevated temperatures by impulse excitation of vibration | TEST_METHOD |  | Methods of tests | 32972 | Draft/Formulation | 2025
31590 | IS 2002:2024 | IS 11630:2005 | Method for ultrasonic testing of steel plates for pressure vessels and special applications (First Revision) | TEST_METHOD |  | Methods of tests | 2762 | Draft/Formulation | 2005
31590 | IS 2002:2024 | IS 12457:1988 | Code of practice for evaluation, repairs and acceptance limits of surface defects in steel plates and wide flats | INSTALLATION_CODE |  | Code of Practice | 3814 | Draft/Formulation | 1988
31590 | IS 2002:2024 | IS 1852:1985 | Specification for rolling and cutting tolerances for hot - Rolled steel products (Fourth Revision) | COMPONENT_PRODUCT |  | Product Specification | 8250 | Current | 1985
31590 | IS 2002:2024 | IS 228 (Part 1):2025 | Methods for Chemical Analysis of Steels Part 1 Determination of Carbon by Volumetric Method (For Carbon 0.05 to 2.50 Percent) (Fourth Revision) | TEST_METHOD |  | Methods of tests | 33071 | Current | 2025
31590 | IS 2002:2024 | IS 8811:1998 | Method for emission spectrometric analysis of plain carbon and low alloy steels point to plane technique (First Revision) | TEST_METHOD |  | Methods of tests | 16004 | Current | 1998
31590 | IS 2002:2024 | IS 16998:2018 | Hot - Rolled steel plates - Tolerances on dimensions and shape | REFERENCED_UNKNOWN |  | Dimensions | 23496 | Draft/Formulation | 2018
31590 | IS 2002:2024 | IS 1608 (Part 2):2020 | Metallic Materials - Tensile Testing Part 2 Method of Test at Elevated Temperature ( Fourth Revision ) | TEST_METHOD |  | Methods of tests | 24975 | Draft/Formulation | 2020
31590 | IS 2002:2024 | IS 17550 (Part 1):2024 | Household Refrigerating Appliances - Characteristics and Test Methods Part 1 General Requirements (First Revision) | COMPONENT_PRODUCT |  | Product Specification | 32441 | Current | 2024
31590 | IS 2002:2024 | IS 3495 (Part 6):2022 | Methods of tests of burnt clay building bricks: Part 6 Determination of modulus of rupture | TEST_METHOD |  | Methods of tests | 27523 | Draft/Formulation | 2022
31590 | IS 2002:2024 | IS 18215:2023 | Stainless Steel Neti Pot Specification | COMPONENT_PRODUCT |  | Product Specification | 28918 | Draft/Formulation | 2023
31590 | IS 2002:2024 | IS 17895:2023 | Dentistry Vocabulary | TERMINOLOGY |  | Terminology | 29638 | Draft/Formulation | 2023
31590 | IS 2002:2024 | IS 18292 (Part 4):2024 | Intravascular Catheters - Sterile and Single-Use Catheters Part 4 Balloon Dilatation Catheters (First Revision) | COMPONENT_PRODUCT |  | Product Specification | 32365 | Draft/Formulation | 2024
31590 | IS 2002:2024 | ISO 7778:2014 |  | REFERENCED_UNKNOWN |  |  |  | NOT_IN_INDEX
31591 | IS 2041:2024 | IS 11630:2005 | Method for ultrasonic testing of steel plates for pressure vessels and special applications (First Revision) | TEST_METHOD |  | Methods of tests | 2762 | Draft/Formulation | 2005
31591 | IS 2041:2024 | IS 13805:2004 | General standard for qualification and certification of non - Destructive testing personnel - Specification (First Revision) | TEST_METHOD |  | Others | 5573 | Current | 2004
31591 | IS 2041:2024 | IS 1757 (Part 1):2020 | Metallic Materials — Charpy Pendulum Impact Test Part 1 Test Method ( Fourth Revision ) | TEST_METHOD |  | Methods of tests | 8162 | Current | 2020
31591 | IS 2041:2024 | IS 1852:1985 | Specification for rolling and cutting tolerances for hot - Rolled steel products (Fourth Revision) | COMPONENT_PRODUCT |  | Product Specification | 8250 | Current | 1985
31591 | IS 2041:2024 | IS 228 (Part 1):2025 | Methods for Chemical Analysis of Steels Part 1 Determination of Carbon by Volumetric Method (For Carbon 0.05 to 2.50 Percent) (Fourth Revision) | TEST_METHOD |  | Methods of tests | 33071 | Current | 2025
31591 | IS 2041:2024 | IS 8811:1998 | Method for emission spectrometric analysis of plain carbon and low alloy steels point to plane technique (First Revision) | TEST_METHOD |  | Methods of tests | 16004 | Current | 1998
31591 | IS 2041:2024 | IS 1956 (Part 3):2019 | Glossary of terms relating to iron and steel: Part 3 long products (Including Bars, Rods, Sections And Wires) (Second Revision) | TERMINOLOGY |  | Terminology | 18667 | Current | 2019
31591 | IS 2041:2024 | IS 16998:2018 | Hot - Rolled steel plates - Tolerances on dimensions and shape | REFERENCED_UNKNOWN |  | Dimensions | 23496 | Draft/Formulation | 2018
31591 | IS 2041:2024 | IS 18215:2023 | Stainless Steel Neti Pot Specification | COMPONENT_PRODUCT |  | Product Specification | 28918 | Draft/Formulation | 2023
31591 | IS 2041:2024 | IS 17895:2023 | Dentistry Vocabulary | TERMINOLOGY |  | Terminology | 29638 | Draft/Formulation | 2023
31591 | IS 2041:2024 | IS 18292 (Part 4):2024 | Intravascular Catheters - Sterile and Single-Use Catheters Part 4 Balloon Dilatation Catheters (First Revision) | COMPONENT_PRODUCT |  | Product Specification | 32365 | Draft/Formulation | 2024
31591 | IS 2041:2024 | ISO 7778:2014 |  | REFERENCED_UNKNOWN |  |  |  | NOT_IN_INDEX
31621 | IS 5820:2024 | IS 269:2013 | Ordinary Portland Cement, 33 Grade | REFERENCED_UNKNOWN |  |  | 111 | Outdated edition cited | 2015
31621 | IS 5820:2024 | IS 3812 (Part 1) : 2013 | Pulverized fuel ash - Specification: Part 1 For use as pozzolana in cement, cement mortar and concrete (Third Revision) | COMPONENT_PRODUCT |  |  |  | NOT_IN_INDEX
31621 | IS 5820:2024 | IS 12330:1988 | Specificatioon for Sulphate Resisting Portland Cement | COMPONENT_PRODUCT |  | Product Specification | 3643 | Draft/Formulation | 1988
31621 | IS 5820:2024 | IS 1489 (Part 1):1991 | Specification for Portland pozzolana cement Part 1 Flyash based | COMPONENT_PRODUCT |  |  |  | NOT_IN_INDEX
31621 | IS 5820:2024 | IS 1489 (Part 2):1991 | Specification for Portland-pozzolana cement Part 2 calcined clay based | COMPONENT_PRODUCT |  |  | 6876 | Outdated edition cited | 2015
31621 | IS 5820:2024 | IS 1566:1982 | Specification for Hard - Drawn Steel Wire Fabric for Concrete Reinforcement (Second Revision) | COMPONENT_PRODUCT |  | Product Specification | 7823 | Current | 1982
31621 | IS 5820:2024 | IS 1786:2008 | High Strength Deformed Steel Bars and Wires for Concrete Reinforcement - Specification (Fourth Revision) | COMPONENT_PRODUCT |  | Product Specification | 8195 | Current | 2008
31621 | IS 5820:2024 | IS 2062 (Part 1):2025 | Structural Steel - Part 1 - Hot Rolled Medium and High tensile Steel | COMPONENT_PRODUCT |  | Product Specification | 65763 | Current | 2025
31621 | IS 5820:2024 | IS 383:2016 | Coarse and Fine Aggregate for Concrete - Specification (Third Revision) | COMPONENT_PRODUCT |  | Product Specification | 10425 | Current | 2016
31621 | IS 5820:2024 | IS 432 (Part 1):2026 | Specification for Mild Steel And Medium Tensile Steel Bars and Hard-Drawn Steel Wire for Concrete Reinforcement Part 1 Mild Steel and Medium Tensile Steel Bars Fourth Revision | COMPONENT_PRODUCT |  | Product Specification | 66954 | Current | 2026
31621 | IS 5820:2024 | IS 432 (Part 2):1982 | Specification for Mild Steel and Medium Tensile Steel Bars and Hard-Drawn Steel Wire for Concrete Reinforcement: Part 2 Hard-Drawn Steel Wire (Third Revision) | COMPONENT_PRODUCT |  | Product Specification | 10951 | Current | 1982
31621 | IS 5820:2024 | IS 455:1989 | Portland Slag Cement - Specification | COMPONENT_PRODUCT |  |  | 11238 | Outdated edition cited | 2015
31621 | IS 5820:2024 | IS 456:2000 | Plain and reinforced concrete - Code of practice (Fourth Revision) | INSTALLATION_CODE |  | Code of Practice | 11249 | Current | 2000
31621 | IS 5820:2024 | IS 6909:2026 | Supersulphated Cement - Specification (Second Revision of IS 6909) | COMPONENT_PRODUCT |  | Product Specification | 66579 | Current | 2026
31621 | IS 5820:2024 | IS 8041:2026 | Rapid Hardening Portland Cement Specification Third Revision of IS 8041 | COMPONENT_PRODUCT |  | Product Specification | 66580 | Current | 2026
31621 | IS 5820:2024 | IS 8043:2026 | Hydrophobic Portland Cement Specification Third Revision of IS 8043 | COMPONENT_PRODUCT |  | Product Specification | 66581 | Current | 2026
31621 | IS 5820:2024 | IS 9103:1999 | Concrete Admixtures -Specification (First Revision) | COMPONENT_PRODUCT |  | Product Specification | 16372 | Current | 1999
31656 | IS 16074:2024 | IS 12817:2013 | Stainless Steel Butt Hinges | REFERENCED_UNKNOWN |  |  |  | NOT_IN_INDEX
31656 | IS 16074:2024 | IS 14246:2024 | CONTINUOUSLY PRE-PAINTED GALVANIZED STEEL SHEETS AND STRIPS - SPECIFICATION (Second Revision) Amendment - 1 | COMPONENT_PRODUCT |  |  | 30560 | Under Review | 2024
31656 | IS 16074:2024 | IS 10428:2022 | Windows and Pedestrian Doors Vocabulary | TERMINOLOGY |  | Terminology | 27746 | Current | 2022
31656 | IS 16074:2024 | IS 12436:1988 | Specification for preformed rigid polyurethane (Pur) and polyisocyanurate (Pir) foams for thermal insulation | COMPONENT_PRODUCT |  | Product Specification | 3778 | Draft/Formulation | 1988
31656 | IS 16074:2024 | IS 1341:1992 | Steel Butt Hinges - | REFERENCED_UNKNOWN |  |  |  | NOT_IN_INDEX
31656 | IS 16074:2024 | IS 1365:2022 | Slotted countersunk flat head screws Product grade A Fifth Revision of IS 1365 | COMPONENT_PRODUCT |  | Product Specification | 27571 | Current | 2022
31656 | IS 16074:2024 | IS 13871:2021 | Powder coating - Specification | COMPONENT_PRODUCT |  | Product Specification | 26484 | Current | 2021
31656 | IS 16074:2024 | IS 2553 (Part 1):1990 | Safety Glass - Part 1 : General Purpose | SAFETY_STANDARD |  |  | 9065 | Outdated edition cited | 2018
31656 | IS 16074:2024 | IS 277:2003 | Galvanized Steel Sheets (Plain and Corrugated) | REFERENCED_UNKNOWN |  |  | 9304 | Outdated edition cited | 2018
31656 | IS 16074:2024 | IS 2835:1987 | Specification for flat transparent sheet glass (Third Revision) | COMPONENT_PRODUCT |  | Product Specification | 9363 | Current | 1987
31656 | IS 16074:2024 | IS 362:1991 | Parliament Hinges -specification | COMPONENT_PRODUCT |  | Product Specification | 10205 | Current | 1991
31656 | IS 16074:2024 | IS 4351:2024 | Steel Frames for Doors - Specification (Third Revision) | COMPONENT_PRODUCT |  | Product Specification | 32171 | Current | 2024
31656 | IS 16074:2024 | IS 4671:2018 | Expanded polystyrene for thermal insulation purposes | COMPONENT_PRODUCT |  | Product Specification | 25610 | Current | 2018
31656 | IS 16074:2024 | IS 6911:2026 | STAINLESS STEEL PLATE, SHEET AND STRIP - SPECIFICATION (Third revision) | COMPONENT_PRODUCT |  | Product Specification | 66097 | Current | 2026
31656 | IS 16074:2024 | IS 8183:2024 | Bonded mineral wool - Specification (Second Revision) | COMPONENT_PRODUCT |  | Product Specification | 30414 | Under Review | 2024
31656 | IS 16074:2024 | IS 9106:1979 | Specification for rising butt hinges | COMPONENT_PRODUCT |  | Product Specification | 16374 | Draft/Formulation | 1979
31656 | IS 16074:2024 | IS 1477 (Part 1):1971 | Code of practice for painting of ferrous metals in buildings: Part 1 pretreatment (First Revision) | INSTALLATION_CODE |  | Code of Practice | 18420 | Current | 1971
31656 | IS 16074:2024 | IS 4020 (Part 1 to 16):1998 | Door shutters - Methods of tests (Third Revision) | TEST_METHOD |  | Methods of tests | 19407 | Current | 1998
31738 | IS 6304:2024 | IS 3116:2002 | Sealing compound for lead - Acid bateries (Bitumen Based) - Specification (First Revision) | COMPONENT_PRODUCT |  | Product Specification | 30 | Under Review | 2002
31738 | IS 6304:2024 | IS 1146:2026 | Rubber and Plastics Containers for Lead-Acid Storage Batteries — Specification ( Third Revision ) | COMPONENT_PRODUCT |  | Product Specification | 66590 | Current | 2026
31738 | IS 6304:2024 | IS 1885 (Part 15):2008 | Electrotechnical vocabulary: Part 15 primary and secondary cells and batteries (Second Revision) | TERMINOLOGY |  | Terminology | 8290 | Current | 2008
31738 | IS 6304:2024 | IS 266:2025 | Sulphuric Acid - Specification (Fifth Revision) | COMPONENT_PRODUCT |  | Product Specification | 33949 | Current | 2025
31738 | IS 6304:2024 | IS 6071:1986 | Specification for synthetic separators for lead - Acid batteries (First Revision) | TERMINOLOGY |  | Terminology | 12897 | Current | 1986
31738 | IS 6304:2024 | IS 8320:2000 | General requirements and methods of tests for lead - Acid storage batteries (Second Revision) | TEST_METHOD |  | Methods of tests | 15483 | Current | 2000
31738 | IS 6304:2024 | IS 17106 (Part 3):2022 | Lifts Elevators Escalators and Moving Walks Programmable Electronic Systems in Safety Related Applications Part 3 Life Cycle Guideline for Programmable Electronic Systems related to PESSRAL and PESSRAE | INSTALLATION_CODE |  | Code of Practice | 27086 | Draft/Formulation | 2022
31795 | IS 5950:2024 | IS 1885 (Part 32):2019 | Electrotechnical Vocabulary Part 32 Electric Cables ( Second Revision ) | TERMINOLOGY |  | Terminology | 8311 | Current | 2019
31795 | IS 5950:2024 | IS 5831:1984 | Specification for PVC insulation and sheath of electric cables (First Revision) | COMPONENT_PRODUCT |  | Others | 12639 | Current | 1984
31795 | IS 5950:2024 | IS 8130:2013 | Conductors for insulated electric cables and flexible cords - Specification (Second Revision) | COMPONENT_PRODUCT |  | Product Specification | 15203 | Current | 2013
31849 | IS 14570:2024 | IS 9000 (Part 7/Sec 1):2018 | Basic environmental testing procedures for electronic and electrical items: Part 7 impact test: Sec 1 shock (Test Ea) (Second Revision) | TEST_METHOD |  | Methods of tests | 16233 | Current | 2018
31849 | IS 14570:2024 | IS/IEC 61558 (Part 1):2017 | Safety of Transformers, Reactors, Power Supply Units and Combinations Thereof Part 1 General Requirements and Tests ( First Revision ) | COMPONENT_PRODUCT |  | Product Specification | 31308 | Current | 2017
31849 | IS 14570:2024 | IS/IEC 60255 (Part 151):2009 | Measuring relays and protection equipment: Part 151 functional requirements for over/under current protection | INSTALLATION_CODE |  | Code of Practice | 22401 | Draft/Formulation | 2009
31849 | IS 14570:2024 | IS/IEC 61010 (Part 2-081):2009 | Safety Requirements for Electrical Equipment for Measurement, Control and Laboratory Use Part 2-081 Particular Requirements for Automatic and Semi-automatic Laboratory Equipment for Analysis and Other Purposes | TEST_METHOD |  |  |  | NOT_IN_INDEX
31849 | IS 14570:2024 | IS/IEC 61010 (Part 2/Sec 020):2016 | Safety requirements for electrical equipment for measurement, control, and laboratory use: Part 2 - 020 particular requirements for laboratory centrifuges | COMPONENT_PRODUCT |  | Product Specification | 24171 | Draft/Formulation | 2016
31849 | IS 14570:2024 | IS/IEC 60068 (Part 2/Sec 6):2007 | Environmental Testing Part 2 Tests Section 6 Test Fc: Vibration sinusoidal | TEST_METHOD |  | Methods of tests | 27453 | Draft/Formulation | 2007
31849 | IS 14570:2024 | IS 17724 (Part 1):2023 | Safety Requirements for Electrical Equipment for Measurement, Control, and Laboratory Use Part 1 General Requirements (IEC 61010-1: 2010 + AMD1:2016 + COR1:2019, MOD) | COMPONENT_PRODUCT |  | Product Specification | 30099 | Draft/Formulation | 2023
31849 | IS 14570:2024 | IEC 61010 (Part-2) (Sec-30):2017 | Safety requirements for electrical equipment for measurement, control, and laboratory use — Part 2-030: Particular requirements for equipment having testing or measuring circuits | TEST_METHOD |  |  |  | NOT_IN_INDEX
31849 | IS 14570:2024 | IEC 61326:2020 | Electrical equipment for measurement, control and laboratory use — EMC requirements — Part 1: General requirements | TEST_METHOD |  |  |  | NOT_IN_INDEX
31849 | IS 14570:2024 | IEC 61557 (Part-12):2018 | Electrical safety in low voltage distribution systems up to 1 000 V AC and 1 500 V DC — Equipment for testing, measuring or monitoring of protective measures — Part 12: Power metering and monitoring d | TEST_METHOD |  |  |  | NOT_IN_INDEX
31992 | IS 10624:2024 | IS 9385 (Part 1):2024 | High-Voltage Fuses Part 1 Current-Limiting Fuses (Second Revision) | COMPONENT_PRODUCT |  | Product Specification | 32091 | Current | 2024
31992 | IS 10624:2024 | IEC 62655:2013 | Tutorial and application guide for high-voltage fuses | REFERENCED_UNKNOWN |  |  |  | NOT_IN_INDEX
32028 | IS 13730 (Part 0/Sec 2):2024 | IS 13778 (Part 2):2013 | Winding wires - Test methods: Part 2 determination of dimensions (First Revision) | TEST_METHOD |  | Dimensions | 72 | Current | 2013
32028 | IS 13730 (Part 0/Sec 2):2024 | IS 1076 (Part 1):1985 | Preferred numbers: Part 1 series of preferred numbers (Second Revision) | INSTALLATION_CODE |  | Code of Practice | 1650 | Current | 1985
32028 | IS 13730 (Part 0/Sec 2):2024 | IS 13778 (Part 1):2024 | Winding wires - Methods of Test Part 1 General (Second Revision) | TEST_METHOD |  | Methods of tests | 32714 | Current | 2024
32028 | IS 13730 (Part 0/Sec 2):2024 | IS 5825:2024 | Test Procedure for the Determination of the Temperature Index of Enamelled and Tape Wrapped Winding Wires (Third Revision) | TEST_METHOD |  | Methods of tests | 31810 | Current | 2024
32028 | IS 13730 (Part 0/Sec 2):2024 | IS 1608 (Part 1):2022 | Metallic materials - Tensile testing - Part 1 : Method of test at room temperature ( Fifth Revision) | TEST_METHOD |  | Methods of tests | 26998 | Current | 2022
32054 | IS 2097:2024 | IS 1264:1997 | Brass gravity die castings - Specification (Fourth Revision) | COMPONENT_PRODUCT |  | Product Specification | 4054 | Current | 1997
32054 | IS 2097:2024 | IS 2673:2002 | Dimensions for wrought aluminium and aluminum alloys extruded round tube - Specification (Second Revision) | COMPONENT_PRODUCT |  | Dimensions | 9187 | Current | 2002
32054 | IS 2097:2024 | IS 291:1989 | Naval brass rods and sections for machining purposes - Specification (Third Revision) | COMPONENT_PRODUCT |  | Product Specification | 9423 | Current | 1989
32054 | IS 2097:2024 | IS 292:1983 | Specification for leaded brass ingots and casting (Second Revision) | COMPONENT_PRODUCT |  | Product Specification | 9435 | Current | 1983
32054 | IS 2097:2024 | IS 304:1981 | Specification for high tensile brass ingots and castings (Second Revision) | COMPONENT_PRODUCT |  | Product Specification | 9615 | Current | 1981
32054 | IS 2097:2024 | IS 318:1981 | Specification for leaded tin bronze ingots and castings (Second Revision) | COMPONENT_PRODUCT |  | Product Specification | 9742 | Current | 1981
32054 | IS 2097:2024 | IS 3444:1999 | Corrosion resistant high alloy steel and nickel base castings for general applications - Specification (Third Revision) | COMPONENT_PRODUCT |  | Product Specification | 10040 | Current | 1999
32054 | IS 2097:2024 | IS 407:1981 | Specification for brass tubes for general purposes (Third Revision) | COMPONENT_PRODUCT |  | Product Specification | 10706 | Current | 1981
32054 | IS 2097:2024 | IS 4989:2006 | Foam Concentrate for producing mechanical foam for fire fighting - Specification (Amalgamating IS 4989 (Part 1):1985, (Part 2) : 1984, (Part 3):1987 | COMPONENT_PRODUCT |  |  | 11703 | Outdated edition cited | 2018
32054 | IS 2097:2024 | IS 617:2024 | Aluminium and Aluminium Alloys Ingots for Remelting and Castings for General Engineering Purposes — Specification (Fourth Revision) | COMPONENT_PRODUCT |  | Product Specification | 30951 | Current | 2024
32054 | IS 2097:2024 | IS 636:1988 | Non-percolating flexible fire fighting delivery hose | REFERENCED_UNKNOWN |  |  | 13221 | Outdated edition cited | 2018
32054 | IS 2097:2024 | IS 6912:2025 | Copper and Copper Alloys Forging Stock and Forging - Specification ( Third Revision ) | COMPONENT_PRODUCT |  | Product Specification | 33737 | Current | 2025
32054 | IS 2097:2024 | IS 19067:2024 | SPACE SYSTEMS REQUIREMENTS FOR SMALL SPACECRAFT | COMPONENT_PRODUCT |  | Product Specification | 32582 | Draft/Formulation | 2024
32054 | IS 2097:2024 | IS 19368:2025 | Nīrkuṟi Analysis (Uromacroscopy) — Code of Practice | INSTALLATION_CODE |  | Code of Practice | 34132 | Draft/Formulation | 2025
32111 | IS 13340 (Part 1):2024 | IS 14700 (Part 4/Sec 1):2019 | Electromagnetic compatibility (EMC): Part 4 testing and measurement techniques: Sec 1 overview of the IEC 61000 - 4 series (Second Revision) | TEST_METHOD |  | Methods of tests | 6638 | Current | 2019
32111 | IS 13340 (Part 1):2024 | IS 2071 (Part 1):2016 | High - Voltage test techniques: Part 1 general definitions and test requirements (Third Revision) | COMPONENT_PRODUCT |  | Product Specification | 8612 | Current | 2016
32111 | IS 13340 (Part 1):2024 | IS/IEC 60269 (Part 1):2014 | Low-Voltage Fuses Part 1 General Requirements | COMPONENT_PRODUCT |  | Product Specification | 23624 | Draft/Formulation | 2014
32111 | IS 13340 (Part 1):2024 | IS/ISO 30408:2016 | Human Resource Management — Guidelines on Human Governance | REFERENCED_UNKNOWN |  | Others | 24352 | Draft/Formulation | 2016
32111 | IS 13340 (Part 1):2024 | IS 19136:2025 | NATUROPATHY - GLOSSARY OF TERMS | TERMINOLOGY |  | Terminology | 33085 | Draft/Formulation | 2025
32111 | IS 13340 (Part 1):2024 | IEC 61000 (Part 2/Sec 2):2002 |  | REFERENCED_UNKNOWN |  |  |  | NOT_IN_INDEX
32127 | IS 228 (Part 2):2024 | IS 264:2005 | Nitric acid - Specification (Third Revision) | COMPONENT_PRODUCT |  | Product Specification | 9164 | Current | 2005
32127 | IS 228 (Part 2):2024 | IS 19297:2025 | Ships and Marine Technology Cyber Safety | SAFETY_STANDARD |  | Others | 33741 | Draft/Formulation | 2025
32130 | IS 2556 (Part 3):2024 | IS 2556 (Part 7):1995 | Vitreous sanitary appliances (Vitreous China) - Specification: Part 7 Specific requirements of accessories for sanitary appliances (third revision) | COMPONENT_PRODUCT |  | Product Specification | 9078 | Current | 1995
32130 | IS 2556 (Part 3):2024 | IS 9140:1996 | Methods for sampling of vitreous and fire clay sanitary appliances (Second Revision) | TEST_METHOD |  | Methods of tests | 16409 | Current | 1996
32130 | IS 2556 (Part 3):2024 | IS 16595 (Part 302):2023 | Ergonomics of human-system Interaction Part 302: Terminology for electronic visual displays ISO 9241-302 | TERMINOLOGY |  | Terminology | 28613 | Draft/Formulation | 2023
32130 | IS 2556 (Part 3):2024 | IS 18180 (Part 1):2023 | Geometrical product specifications (GPS) - General concepts: Part 1 Model for geometrical specification and verification | COMPONENT_PRODUCT |  | Others | 28630 | Draft/Formulation | 2023
32130 | IS 2556 (Part 3):2024 | IS 18180 (Part 2):2023 | Geometrical product specifications (GPS) - General concepts: Part 2 Basic tenets, specifications, operators, uncertainties and ambiguities | COMPONENT_PRODUCT |  | Others | 28631 | Draft/Formulation | 2023
32171 | IS 4351:2024 | IS 12817:2013 | Stainless Steel Butt Hinges | REFERENCED_UNKNOWN |  |  |  | NOT_IN_INDEX
32171 | IS 4351:2024 | IS 14246:2024 | CONTINUOUSLY PRE-PAINTED GALVANIZED STEEL SHEETS AND STRIPS - SPECIFICATION (Second Revision) Amendment - 1 | COMPONENT_PRODUCT |  |  | 30560 | Under Review | 2024
32171 | IS 4351:2024 | IS 10428:2022 | Windows and Pedestrian Doors Vocabulary | TERMINOLOGY |  | Terminology | 27746 | Current | 2022
32171 | IS 4351:2024 | IS 12436:1988 | Specification for preformed rigid polyurethane (Pur) and polyisocyanurate (Pir) foams for thermal insulation | COMPONENT_PRODUCT |  | Product Specification | 3778 | Draft/Formulation | 1988
32171 | IS 4351:2024 | IS 1341:1992 | Steel Butt Hinges - | REFERENCED_UNKNOWN |  |  |  | NOT_IN_INDEX
32171 | IS 4351:2024 | IS 1367 (Part 10):2002 | Technical supply conditions for threaded steel fasteners: Part 10 surface discontinuities - Nuts (Third Revision) | REFERENCED_UNKNOWN |  | Others | 5351 | Current | 2002
32171 | IS 4351:2024 | IS 1367 (Part 11):2024 | Technical supply conditions for threaded steel fasteners: Part 11 Electroplated coating systems (fifth revision) | REFERENCED_UNKNOWN |  | Dimensions | 32627 | Current | 2024
32171 | IS 4351:2024 | IS 1367 (Part 13):2020 | Technical Supply Conditions for Threaded Steel Fasteners Part 13 Hot Dip Galvanized Coatings on Threaded Fasteners ( Third Revision ) | TEST_METHOD |  | Methods of tests | 5353 | Current | 2020
32171 | IS 4351:2024 | IS 1367 (Part 14/Sec 2):2023 | Technical Supply Conditions for Threaded Steel Fasteners Part 14 Mechanical Properties of Corrosion-resistant Stainless steel Fasteners Section 2 Nuts with specified grades and property classes | COMPONENT_PRODUCT |  | Product Specification | 28922 | Current | 2023
32171 | IS 4351:2024 | IS 1367 (Part 14/Sec 3):2018 | Technical supply conditions for threaded steel fasteners: Part 14 mechanical properties of corrosion - Resistant stainless steel fasteners section 3 set screws and similar fasteners not under tensile stress (Fourth Revision | COMPONENT_PRODUCT |  | Product Specification | 5357 | Current | 2018
32171 | IS 4351:2024 | IS 1367 (Part 18):1996 | Industrial fasteners - Threaded steel fasteners - Technical supply conditions: Part 18 packaging (Third Revision) | REFERENCED_UNKNOWN |  | Others | 5359 | Current | 1996
32171 | IS 4351:2024 | IS 1367 (Part 19):1997 | Industrial fasteners - Threaded steel fasteners - Technical supply conditions: Part 19 axial load fatigue testing of bolts, screws and studs | TEST_METHOD |  | Others | 5360 | Draft/Formulation | 1997
32171 | IS 4351:2024 | IS 1367 (Part 20):1996 | Industrial fasteners - Threaded steel fasteners - Technical supply conditions - Mechanical properties: Part 20 torsional - Test and mlnimum torques for bolts and screws with nominal diameters 1 mm to 10 mm | REFERENCED_UNKNOWN |  | Others | 5361 | Draft/Formulation | 1996
32171 | IS 4351:2024 | IS 1367 (Part 3):2017 | Technical supply conditions for threaded steel fasteners: Part 3 mechanical properties of fasteners made of carbon steel and bolts, screws and studs (Fifth Revision) | COMPONENT_PRODUCT |  | Product Specification | 5362 | Current | 2017
32171 | IS 4351:2024 | IS 1367 (Part 6):2025 | Technical supply conditions for threaded steel fasteners: Part 6 Mechanical properties of fasteners made of carbon steel and alloy steel - Nuts with specified property classes (fifth revision) | REFERENCED_UNKNOWN |  | Others | 32913 | Current | 2025
32171 | IS 4351:2024 | IS 1367 (Part 7):1980 | Technical supply conditions for tHreadeD steel fasteners: Part 7 mechanical properties and test methods for nuts without specified proof loads (Second Revision) | COMPONENT_PRODUCT |  | Product Specification | 5364 | Current | 1980
32171 | IS 4351:2024 | IS 1367 (Part 8):2020 | Technical Supply Conditions for Threaded Steel Fasteners Part 8 Prevailing Torque Type Steel Nuts — Functional Properties ( Fifth Revision ) | COMPONENT_PRODUCT |  | Product Specification | 5365 | Current | 2020
32171 | IS 4351:2024 | IS 1367 (Part 9/Sec 1):1993 | Technical supply conditions for threaded steel fasteners: Part 9 surface discontinuities section 1 bolts, screws and studs for general applications (Third Revision) | REFERENCED_UNKNOWN |  | Others | 5366 | Current | 1993
32171 | IS 4351:2024 | IS 1367 (Part 9/Sec 2):1993 | Technical supply conditions for threaded steel fasteners: Part 9 surface discontinuities section 2 bolts, screws and studs for special applications (Third Revision) | REFERENCED_UNKNOWN |  | Others | 5367 | Current | 1993
32171 | IS 4351:2024 | IS 1477 (Part 2):1971 | Code of practice for painting of ferrous metals in buildings: Part 2 painting (First Revision) | INSTALLATION_CODE |  | Code of Practice | 6728 | Current | 1971
32171 | IS 4351:2024 | IS 277:2003 | Galvanized Steel Sheets (Plain and Corrugated) | REFERENCED_UNKNOWN |  |  | 9304 | Outdated edition cited | 2018
32171 | IS 4351:2024 | IS 362:1991 | Parliament Hinges -specification | COMPONENT_PRODUCT |  | Product Specification | 10205 | Current | 1991
32171 | IS 4351:2024 | IS 4043:1969 | Recommendations for Symbolic Designation of Direction of Closing and Faces of Doors, Windows and Shutters | REFERENCED_UNKNOWN |  | Others | 10684 | Draft/Formulation | 1969
32171 | IS 4351:2024 | IS 4905:2015 | Random sampling and randomization procedures (First Revision) | TEST_METHOD |  | Others | 11627 | Current | 2015
32171 | IS 4351:2024 | IS 6911:2026 | STAINLESS STEEL PLATE, SHEET AND STRIP - SPECIFICATION (Third revision) | COMPONENT_PRODUCT |  | Product Specification | 66097 | Current | 2026
32171 | IS 4351:2024 | IS 9106:1979 | Specification for rising butt hinges | COMPONENT_PRODUCT |  | Product Specification | 16374 | Draft/Formulation | 1979
32171 | IS 4351:2024 | IS 1367 (Part 1):2014 | Technical supply conditions for threaded steel fasteners: Part 1 general requirements for bolts, screws, studs and nuts (Fourth Revision) | REFERENCED_UNKNOWN |  | Others | 18319 | Current | 2014
32171 | IS 4351:2024 | IS 1367 (Part 12):1981 | Technical supply conditions for threaded steel fasteners: Part 12 phosphate coatings on threaded fasteners (Second Revision) | INSTALLATION_CODE |  | Code of Practice | 18320 | Current | 1981
32171 | IS 4351:2024 | IS 1367 (Part 16):2002 | Technical supply conditions for threaded steel fasteners: Part 16 designation system for fasteners (Third Revision) | REFERENCED_UNKNOWN |  | Others | 18321 | Current | 2002
32171 | IS 4351:2024 | IS 1367 (Part 2):2002 | Technical supply conditions for threaded steel fasteners: Part 2 tolerances for fasteners - Bolts, screws, studs and nuts - Product grades a, b and c (Third Revision) | COMPONENT_PRODUCT |  | Others | 18322 | Current | 2002
32171 | IS 4351:2024 | IS 1367 (Part 5):2018 | Technical supply conditions for threaded steel fasteners: Part 5 mechanical properties of fasteners made of carbon steel and alloy steel - Set screws and similar threaded fasteners with specified hardness classes - Coarse thread and fine pitch thread (Fourth Revision) | COMPONENT_PRODUCT |  | Product Specification | 18323 | Current | 2018
32171 | IS 4351:2024 | IS 1477 (Part 1):1971 | Code of practice for painting of ferrous metals in buildings: Part 1 pretreatment (First Revision) | INSTALLATION_CODE |  | Code of Practice | 18420 | Current | 1971
32171 | IS 4351:2024 | IS 2074:2023 | Ready Mixed Paint Air Drying Red Oxide Zinc Chrome Priming -Specification (Fourth Revision) | COMPONENT_PRODUCT |  | Product Specification | 28582 | Current | 2023
32171 | IS 4351:2024 | IS 513 (Part 1):2016 | Cold reduced carbon steel sheet and strip: Part 1 cold forming and drawing purpose (Sixth Revision) | COMPONENT_PRODUCT |  | Product Specification | 22379 | Current | 2016
32171 | IS 4351:2024 | IS 3400 (Part 2/Sec 5):2022 | METHODS OF TEST FOR RUBBER, VULCANIZED OR THERMOPLASTIC PART 2 DETERMINATION OF HARDNESS SECTION 5 INDENTATION HARDNESS BY IRHD POCKET METER METHOD ( Second Revision ) | TEST_METHOD |  | Methods of tests | 27837 | Draft/Formulation | 2022
32171 | IS 4351:2024 | IS 18538 (Part 1):2023 | GASEOUS HYDROGEN - FUELLING STATIONS PART 1 GENERAL REQUIREMENTS | REFERENCED_UNKNOWN |  | Others | 30250 | Draft/Formulation | 2023
32171 | IS 4351:2024 | IS 18916:2024 | Raw optical glass -- Determination of birefringence | TEST_METHOD |  | Methods of tests | 32430 | Draft/Formulation | 2024
32171 | IS 4351:2024 | IS 5182 (Part 27):2024 | Air Pollution - Methods for Measurement Part 27 Vapour-Phase Organic Chemicals Vinyl Chloride to nC22 Hydrocarbons in Air and Gaseous Emissions by Diffusive (Passive) Sampling onto Sorbent Tubes or Cartridges Followed by Thermal Desorption (TD) and Capillary Gas Chromatography (GC) Analysis. | TEST_METHOD |  | Methods of tests | 32442 | Draft/Formulation | 2024
32176 | IS 2556 (Part 14):2024 | IS 9140:1996 | Methods for sampling of vitreous and fire clay sanitary appliances (Second Revision) | TEST_METHOD |  | Methods of tests | 16409 | Current | 1996
32176 | IS 2556 (Part 14):2024 | IS 16595 (Part 302):2023 | Ergonomics of human-system Interaction Part 302: Terminology for electronic visual displays ISO 9241-302 | TERMINOLOGY |  | Terminology | 28613 | Draft/Formulation | 2023
32176 | IS 2556 (Part 14):2024 | IS 18180 (Part 1):2023 | Geometrical product specifications (GPS) - General concepts: Part 1 Model for geometrical specification and verification | COMPONENT_PRODUCT |  | Others | 28630 | Draft/Formulation | 2023
32176 | IS 2556 (Part 14):2024 | IS 18180 (Part 2):2023 | Geometrical product specifications (GPS) - General concepts: Part 2 Basic tenets, specifications, operators, uncertainties and ambiguities | COMPONENT_PRODUCT |  | Others | 28631 | Draft/Formulation | 2023
32177 | IS 8442:2024 | IS 11428 (Part 1 to 3):1985 | Specification for wrought carbon steel butt - Welding pipe fittings | COMPONENT_PRODUCT |  | Product Specification | 2525 | Under Revision | 1985
32177 | IS 8442:2024 | IS 1538:1993 | Cast iron fittings for pressure pipes for water, gas and sewage - Specification (Third Revision) | COMPONENT_PRODUCT |  | Product Specification | 7472 | Current | 1993
32177 | IS 8442:2024 | IS 1732:1989 | Steel Bars, Round and Square for Structural and General Engineering Purposes - Dimensions (Second Revision) | REFERENCED_UNKNOWN |  | Dimensions | 8141 | Under Revision | 1989
32177 | IS 8442:2024 | IS 1868:1996 | Anodic coatings on aluminium and its alloys - Specification (Third Revision) | COMPONENT_PRODUCT |  | Product Specification | 8264 | Current | 1996
32177 | IS 8442:2024 | IS 2062 (Part 1):2025 | Structural Steel - Part 1 - Hot Rolled Medium and High tensile Steel | COMPONENT_PRODUCT |  | Product Specification | 65763 | Current | 2025
32177 | IS 8442:2024 | IS 210:2009 | Grey iron castings - Specification (Fifth Revision) | COMPONENT_PRODUCT |  | Product Specification | 8644 | Current | 2009
32177 | IS 8442:2024 | IS 2102 (Part 1):1993 | General tolerances: Part 1 tolerances for linear and angular dimensions without individual tolerance indications (Third Revision) | REFERENCED_UNKNOWN |  | Dimensions | 8646 | Current | 1993
32177 | IS 8442:2024 | IS 2643:2005 | Pipe threads where pressure - Tight joints are not made on the threads - Dimensions, tolerances and designation (Third Revision) | REFERENCED_UNKNOWN |  | Dimensions | 9166 | Current | 2005
32177 | IS 8442:2024 | IS 291:1989 | Naval brass rods and sections for machining purposes - Specification (Third Revision) | COMPONENT_PRODUCT |  | Product Specification | 9423 | Current | 1989
32177 | IS 8442:2024 | IS 304:1981 | Specification for high tensile brass ingots and castings (Second Revision) | COMPONENT_PRODUCT |  | Product Specification | 9615 | Current | 1981
32177 | IS 8442:2024 | IS 318:1981 | Specification for leaded tin bronze ingots and castings (Second Revision) | COMPONENT_PRODUCT |  | Product Specification | 9742 | Current | 1981
32177 | IS 8442:2024 | IS 319:2007 | Free cutting brass bars, rods and section - Specification (Fifth Revision) | COMPONENT_PRODUCT |  | Product Specification | 9750 | Current | 2007
32177 | IS 8442:2024 | IS 3444:1999 | Corrosion resistant high alloy steel and nickel base castings for general applications - Specification (Third Revision) | COMPONENT_PRODUCT |  | Product Specification | 10040 | Current | 1999
32177 | IS 8442:2024 | IS 407:1981 | Specification for brass tubes for general purposes (Third Revision) | COMPONENT_PRODUCT |  | Product Specification | 10706 | Current | 1981
32177 | IS 8442:2024 | IS 4826:2023 | Hot-Dip Galvanized Coatings on Round Steel Wires - Requirements | COMPONENT_PRODUCT |  | Process Specification | 30201 | Current | 2023
32177 | IS 8442:2024 | IS 4989:2006 | Foam Concentrate for producing mechanical foam for fire fighting - Specification (Amalgamating IS 4989 (Part 1):1985, (Part 2) : 1984, (Part 3):1987 | COMPONENT_PRODUCT |  |  | 11703 | Outdated edition cited | 2018
32177 | IS 8442:2024 | IS 5:2007 | Colours for ready mixed paints and enamels (Sixth Revision) | INSTALLATION_CODE |  | Code of Practice | 11715 | Current | 2007
32177 | IS 8442:2024 | IS 5382:2025 | RUBBER SEALS JOINT RINGS FOR WATER SUPPLY DRAINAGE AND SEWERAGE PIPELINES SPECIFICATION FOR MATERIALS ( Third Revision ) | COMPONENT_PRODUCT |  | Product Specification | 33831 | Current | 2025
32177 | IS 8442:2024 | IS 5523:1983 | Methods of testing anodic coatings on aluminium and its alloys (First Revision) | TEST_METHOD |  | Methods of tests | 12299 | Current | 1983
32177 | IS 8442:2024 | IS 617:2024 | Aluminium and Aluminium Alloys Ingots for Remelting and Castings for General Engineering Purposes — Specification (Fourth Revision) | COMPONENT_PRODUCT |  | Product Specification | 30951 | Current | 2024
32177 | IS 8442:2024 | IS 6392:1971 | Specification for steel pipe flanges | COMPONENT_PRODUCT |  |  | 13255 | Outdated edition cited | 2020
32177 | IS 8442:2024 | IS 6603:2024 | Stainless Steel Semi-Finished Products, Bars, Wire Rods and Bright Bars — Specification (Second Revision) | COMPONENT_PRODUCT |  | Product Specification | 30879 | Current | 2024
32177 | IS 8442:2024 | IS 6911:2026 | STAINLESS STEEL PLATE, SHEET AND STRIP - SPECIFICATION (Third revision) | COMPONENT_PRODUCT |  | Product Specification | 66097 | Current | 2026
32177 | IS 8442:2024 | IS 19368:2025 | Nīrkuṟi Analysis (Uromacroscopy) — Code of Practice | INSTALLATION_CODE |  | Code of Practice | 34132 | Draft/Formulation | 2025
32181 | IS/IEC 60079 (Part 11):2023 | IS 1271:2012 | Electrical insulation - Thermal evaluation and designation (Second Revision) | REFERENCED_UNKNOWN |  | Others | 4144 | Current | 2012
32181 | IS/IEC 60079 (Part 11):2023 | IS 13778 (Part 5):2012 | Winding wires - Test methods: Part 5 electrical properties (First Revision) | TEST_METHOD |  | Methods of tests | 5543 | Current | 2012
32181 | IS/IEC 60079 (Part 11):2023 | IS 15382 (Part 3):2019 | Insulation Coordination for Equipment within Low-Voltage Systems Part 3 Use of Coating, Potting or Moulding for Protection against Pollution (First Revision) | TEST_METHOD |  | Methods of tests | 7477 | Current | 2019
32181 | IS/IEC 60079 (Part 11):2023 | IS 2824:2007 | Method for the determination of the proof and the comparative tracking indices of solid insulating materials (Second Revision) | TEST_METHOD |  | Others | 9353 | Current | 2007
32181 | IS/IEC 60079 (Part 11):2023 | IS/IEC 60079 (Part 0):2017 | Explosive Atmospheres Part 0 Equipment — General Requirements ( Third Revision ) | COMPONENT_PRODUCT |  | Product Specification | 20819 | Current | 2017
32181 | IS/IEC 60079 (Part 11):2023 | IS/IEC 60127 (Part 1):2023 | Miniature Fuses Part 1 Definitions for Miniature Fuses and General Requirements for Miniature Fuse-Links (Second Revision) | COMPONENT_PRODUCT |  | Product Specification | 32856 | Current | 2023
32181 | IS/IEC 60079 (Part 11):2023 | IS/IEC 60127 (Part 2):2014 | Miniature fuses Part 2 Cartridge fuse-links (Second Revision) | COMPONENT_PRODUCT |  | Product Specification | 33187 | Current | 2014
32181 | IS/IEC 60079 (Part 11):2023 | IS/IEC 60529:2001 | Degrees of protection provided by enclosures (IP Code) | INSTALLATION_CODE |  | Code of Practice | 20971 | Draft/Formulation | 2001
32181 | IS/IEC 60079 (Part 11):2023 | IS 13730 (Part 0/Sec 1):2018 | Specifications for particular types of winding wires: Part 0 general requirements: Sec 1 enamelled round copper wire (Second Revision) | COMPONENT_PRODUCT |  | Product Specification | 21000 | Current | 2018
32181 | IS/IEC 60079 (Part 11):2023 | IS/IEC 60127 (Part 4):2005 | Miniature fuses: Part 4 universal modular fuse - Links (Umf) - Through - Hole and surface mount types Amendment - 1 | COMPONENT_PRODUCT |  | Product Specification | 21060 | Under Review | 2005
32181 | IS/IEC 60079 (Part 11):2023 | IS/IEC 60691:2023 | Thermal-Links - Requirements and Application Guide (Second Revision) | COMPONENT_PRODUCT |  | Product Specification | 34092 | Current | 2023
32181 | IS/IEC 60079 (Part 11):2023 | IS 16046 (Part 2):2018 | Secondary Cells and Batteries Containing Alkaline or Other Non-Acid Electrolytes - Safety Requirements for Portable Sealed Secondary Cells and for Batteries Made from Them for Use in Portable Applications Part 2 Lithium Systems ( Second Revision ) | COMPONENT_PRODUCT |  | Product Specification | 23336 | Draft/Formulation | 2018
32181 | IS/IEC 60079 (Part 11):2023 | IS/IEC 60269 (Part 1):2014 | Low-Voltage Fuses Part 1 General Requirements | COMPONENT_PRODUCT |  | Product Specification | 23624 | Draft/Formulation | 2014
32181 | IS/IEC 60079 (Part 11):2023 | IS 17064 (Part 1):2018 | Electromechanical elementary relays: Part 1 general and safety requirements | SAFETY_STANDARD |  | Safety Standard | 23794 | Draft/Formulation | 2018
32181 | IS/IEC 60079 (Part 11):2023 | IS 14980 (Part 3):2024 | Agricultural tractors front-mounted equipment Part 3 power take-off- General specifications and locations | COMPONENT_PRODUCT |  | Product Specification | 30724 | Draft/Formulation | 2024
32181 | IS/IEC 60079 (Part 11):2023 | IS 19240:2025 | Kachnal (Bauhinia racemosa Lamk)- Floral Bud for use in Traditional Medicine Specification | COMPONENT_PRODUCT |  | Product Specification | 33439 | Draft/Formulation | 2025
32181 | IS/IEC 60079 (Part 11):2023 | IS 19208:2025 | Textiles Nylon Tape For Aircraft Arrester Barrier Specification | COMPONENT_PRODUCT |  | Product Specification | 33488 | Draft/Formulation | 2025
32181 | IS/IEC 60079 (Part 11):2023 | IEC 60747 (Part 5/Sec 5) |  | REFERENCED_UNKNOWN |  |  |  | NOT_IN_INDEX
32181 | IS/IEC 60079 (Part 11):2023 | IEC 61158 (Part 2) |  | REFERENCED_UNKNOWN |  |  |  | NOT_IN_INDEX
32181 | IS/IEC 60079 (Part 11):2023 | DIN 884 (Part 11) |  | REFERENCED_UNKNOWN |  |  |  | NOT_IN_INDEX
32709 | IS 13730 (Part 0/Sec 6):2024 | IS 13778 (Part 2):2013 | Winding wires - Test methods: Part 2 determination of dimensions (First Revision) | TEST_METHOD |  | Dimensions | 72 | Current | 2013
32709 | IS 13730 (Part 0/Sec 6):2024 | IS 13778 (Part 1):2024 | Winding wires - Methods of Test Part 1 General (Second Revision) | TEST_METHOD |  | Methods of tests | 32714 | Current | 2024
32709 | IS 13730 (Part 0/Sec 6):2024 | IS 13778 (Part 3):2024 | Winding Wires - Methods of Test Part 3 Mechanical Properties ( Second Revision ) | TEST_METHOD |  | Methods of tests | 32715 | Current | 2024
32709 | IS 13730 (Part 0/Sec 6):2024 | IS 13778 (Part 4):2018 | Winding wires - Test methods: Part 4 chemical properties (Second Revision) | TEST_METHOD |  | Methods of tests | 5542 | Current | 2018
32709 | IS 13730 (Part 0/Sec 6):2024 | IS 13778 (Part 5):2012 | Winding wires - Test methods: Part 5 electrical properties (First Revision) | TEST_METHOD |  | Methods of tests | 5543 | Current | 2012
32709 | IS 13730 (Part 0/Sec 6):2024 | IS 13778 (Part 6):2018 | Winding wires - Test methods: Part 6 thermal properties (Second Revision) | TEST_METHOD |  | Methods of tests | 5544 | Current | 2018
32710 | IS 13730 (Part 0/Sec 4):2024 | IS 13778 (Part 2):2013 | Winding wires - Test methods: Part 2 determination of dimensions (First Revision) | TEST_METHOD |  | Dimensions | 72 | Current | 2013
32710 | IS 13730 (Part 0/Sec 4):2024 | IS 13778 (Part 1):2024 | Winding wires - Methods of Test Part 1 General (Second Revision) | TEST_METHOD |  | Methods of tests | 32714 | Current | 2024
32710 | IS 13730 (Part 0/Sec 4):2024 | IS 13778 (Part 3):2024 | Winding Wires - Methods of Test Part 3 Mechanical Properties ( Second Revision ) | TEST_METHOD |  | Methods of tests | 32715 | Current | 2024
32710 | IS 13730 (Part 0/Sec 4):2024 | IS 13778 (Part 4):2018 | Winding wires - Test methods: Part 4 chemical properties (Second Revision) | TEST_METHOD |  | Methods of tests | 5542 | Current | 2018
32710 | IS 13730 (Part 0/Sec 4):2024 | IS 13778 (Part 5):2012 | Winding wires - Test methods: Part 5 electrical properties (First Revision) | TEST_METHOD |  | Methods of tests | 5543 | Current | 2012
32710 | IS 13730 (Part 0/Sec 4):2024 | IS 13778 (Part 6):2018 | Winding wires - Test methods: Part 6 thermal properties (Second Revision) | TEST_METHOD |  | Methods of tests | 5544 | Current | 2018
32711 | IS 13730 (Part 2):2024 | IEC 60317 (Sec-1):2013 | Specifications for particular types of winding wires – Part 0-1: General requirements – Enamelled round copper wire | COMPONENT_PRODUCT |  |  |  | NOT_IN_INDEX
32712 | IS 13730 (Part 17):2024 | IEC 60317 (Sec-2):2020 | Specifications for particular types of winding wires – Part 0-2: General requirements – Enamelled rectangular copper wire | COMPONENT_PRODUCT |  |  |  | NOT_IN_INDEX
32713 | IS 13730 (Part 25):2024 | IS 13730 (Part 0/Sec 3):2012 | Specifications for particular types of winding wires: Part 0 general requirements: Sec 3 enamelled round aluminium wire (First Revision) | COMPONENT_PRODUCT |  | Product Specification | 5445 | Current | 2012
32797 | IS/IEC 60947 (Part 7/Sec 2):2009 | IS/IEC 60715:2017 | Dimensions of low - Voltage switchgear and controlgear - Standardized mounting on rails for mechanical support of switchgear, controlgear and accessories (First Revision) | REFERENCED_UNKNOWN |  | Dimensions | 17563 | Current | 2017
32797 | IS/IEC 60947 (Part 7/Sec 2):2009 | IS 18995 (Part 4):2025 | Dental Rotary Instruments - Cutters Part 4 Miniature Carbide Laboratory Cutters | COMPONENT_PRODUCT |  | Product Specification | 33232 | Draft/Formulation | 2025
32852 | IS 9815 (Part 1):2025 | IS 302 (Part 1):2024 | Household and Similar Electrical Appliances — Safety Part 1 General Requirements (Seventh Revision) | SAFETY_STANDARD |  | Safety Standard | 31901 | Current | 2024
32852 | IS 9815 (Part 1):2025 | IS 1885 (Part 38):1993 | Electrotechnical vocabulary: Part 38 power transformers and reactors (Second Revision) | TERMINOLOGY |  | Terminology | 8316 | Current | 1993
32852 | IS 9815 (Part 1):2025 | IS 2026 (Part 1):2011 | Power transformers: Part 1 general (Second Revision) | COMPONENT_PRODUCT |  | Product Specification | 8555 | Current | 2011
32852 | IS 9815 (Part 1):2025 | IS 2026 (Part 2):2010 | Power transformers: Part 2 temperature - Rise (First Revision) | TEST_METHOD |  | Methods of tests | 8556 | Current | 2010
32852 | IS 9815 (Part 1):2025 | IS 4905:2015 | Random sampling and randomization procedures (First Revision) | TEST_METHOD |  | Others | 11627 | Current | 2015
32852 | IS 9815 (Part 1):2025 | IS 5142:1969 | Specification for continuously variable voltage auto - Transformers | COMPONENT_PRODUCT |  | Product Specification | 11901 | Draft/Formulation | 1969
32852 | IS 9815 (Part 1):2025 | IS/IEC 62341 (Part 6/Sec 1):2017 | Organic light emitting diode OLED displays Part 6-1: Measuring methods of optical and electro-optical parameters | TEST_METHOD |  | Methods of tests | 26041 | Draft/Formulation | 2017
32852 | IS 9815 (Part 1):2025 | IS 17911:2022 | Thermal performance of Windows Doors and Shading Devices Detailed Calculations | TEST_METHOD |  | Methods of tests | 27749 | Draft/Formulation | 2022
32856 | IS/IEC 60127 (Part 1):2023 | IS 12360:2026 | VOLTAGE BANDS FOR ELECTRICAL INSTALLATIONS INCLUDING PREFERRED VOLTAGE AND FREQUENCY | INSTALLATION_CODE |  | Code of Practice | 66217 | Current | 2026
32856 | IS/IEC 60127 (Part 1):2023 | IS/IEC 60127 (Part 6):2023 | Miniature Fuses Part 6 Fuse-Holders for Miniature Fuse-Links (First Revision) | COMPONENT_PRODUCT |  | Product Specification | 33743 | Current | 2023
32920 | IS 3600 (Part 2):2025 | IS 1757 (Part 1):2020 | Metallic Materials — Charpy Pendulum Impact Test Part 1 Test Method ( Fourth Revision ) | TEST_METHOD |  | Methods of tests | 8162 | Current | 2020
32977 | IS 3600 (Part 3):2025 | IS 1608 (Part 2):2020 | Metallic Materials - Tensile Testing Part 2 Method of Test at Elevated Temperature ( Fourth Revision ) | TEST_METHOD |  | Methods of tests | 24975 | Draft/Formulation | 2020
32977 | IS 3600 (Part 3):2025 | IS 18215:2023 | Stainless Steel Neti Pot Specification | COMPONENT_PRODUCT |  | Product Specification | 28918 | Draft/Formulation | 2023
32977 | IS 3600 (Part 3):2025 | ISO 4063 |  | REFERENCED_UNKNOWN |  |  |  | NOT_IN_INDEX
33072 | IS 228 (Part 7):2025 | IS 264:2005 | Nitric acid - Specification (Third Revision) | COMPONENT_PRODUCT |  | Product Specification | 9164 | Current | 2005
33072 | IS 228 (Part 7):2025 | IS/IEC 60603 (Part 4):1987 | Connectors for frequencies below 3 MHz for use with printed boards Part 4: Two-part connectors for printed boards having contacts spaced at 1.91 mm ( 0.075 in )centres and staggered terminations at that same spacing | COMPONENT_PRODUCT |  | Product Specification | 26309 | Draft/Formulation | 1987
33074 | IS 903:2025 | IS 291:1989 | Naval brass rods and sections for machining purposes - Specification (Third Revision) | COMPONENT_PRODUCT |  | Product Specification | 9423 | Current | 1989
33074 | IS 903:2025 | IS 292:1983 | Specification for leaded brass ingots and casting (Second Revision) | COMPONENT_PRODUCT |  | Product Specification | 9435 | Current | 1983
33074 | IS 903:2025 | IS 304:1981 | Specification for high tensile brass ingots and castings (Second Revision) | COMPONENT_PRODUCT |  | Product Specification | 9615 | Current | 1981
33074 | IS 903:2025 | IS 318:1981 | Specification for leaded tin bronze ingots and castings (Second Revision) | COMPONENT_PRODUCT |  | Product Specification | 9742 | Current | 1981
33074 | IS 903:2025 | IS 3444:1999 | Corrosion resistant high alloy steel and nickel base castings for general applications - Specification (Third Revision) | COMPONENT_PRODUCT |  | Product Specification | 10040 | Current | 1999
33074 | IS 903:2025 | IS 6528:2024 | Stainless steel wire - Specification ( Second Revision ) | COMPONENT_PRODUCT |  | Product Specification | 32621 | Current | 2024
33074 | IS 903:2025 | IS 6912:2025 | Copper and Copper Alloys Forging Stock and Forging - Specification ( Third Revision ) | COMPONENT_PRODUCT |  | Product Specification | 33737 | Current | 2025
33074 | IS 903:2025 | IS 7608:1987 | Specification for phosphor bronze wire for general engineering purposes (First Revision) | COMPONENT_PRODUCT |  | Product Specification | 14593 | Current | 1987
33074 | IS 903:2025 | IS 937:1981 | Specification for Washers For Water Fittings For Fire Fighting Purposes (Second Revision) | COMPONENT_PRODUCT |  | Product Specification | 16711 | Under Revision | 1981
33075 | IS 905:2025 | IS 11864:1986 | Recommended construction practice of apparatus for spray cabinet for various salt spray tests | REFERENCED_UNKNOWN |  |  |  | NOT_IN_INDEX
33075 | IS 905:2025 | IS 2643:2005 | Pipe threads where pressure - Tight joints are not made on the threads - Dimensions, tolerances and designation (Third Revision) | REFERENCED_UNKNOWN |  | Dimensions | 9166 | Current | 2005
33075 | IS 905:2025 | IS 292:1983 | Specification for leaded brass ingots and casting (Second Revision) | COMPONENT_PRODUCT |  | Product Specification | 9435 | Current | 1983
33075 | IS 905:2025 | IS 304:1981 | Specification for high tensile brass ingots and castings (Second Revision) | COMPONENT_PRODUCT |  | Product Specification | 9615 | Current | 1981
33075 | IS 905:2025 | IS 318:1981 | Specification for leaded tin bronze ingots and castings (Second Revision) | COMPONENT_PRODUCT |  | Product Specification | 9742 | Current | 1981
33075 | IS 905:2025 | IS 5290:2025 | Landing Valves - Specification (Fourth Revision) | COMPONENT_PRODUCT |  | Product Specification | 33136 | Current | 2025
33075 | IS 905:2025 | IS 6528:2024 | Stainless steel wire - Specification ( Second Revision ) | COMPONENT_PRODUCT |  | Product Specification | 32621 | Current | 2024
33075 | IS 905:2025 | IS 6912:2025 | Copper and Copper Alloys Forging Stock and Forging - Specification ( Third Revision ) | COMPONENT_PRODUCT |  | Product Specification | 33737 | Current | 2025
33075 | IS 905:2025 | IS 7608:1987 | Specification for phosphor bronze wire for general engineering purposes (First Revision) | COMPONENT_PRODUCT |  | Product Specification | 14593 | Current | 1987
33075 | IS 905:2025 | IS 903:2025 | Fire Hose Delivery Couplings, Branch Pipe, Nozzles and Nozzle Spanner - Specification (Fifth Revision) | COMPONENT_PRODUCT |  | Product Specification | 33074 | Current | 2025
33075 | IS 905:2025 | IS 937:1981 | Specification for Washers For Water Fittings For Fire Fighting Purposes (Second Revision) | COMPONENT_PRODUCT |  | Product Specification | 16711 | Under Revision | 1981
33076 | IS 1068:2025 | IS 14126:2019 | Metallic coatings - Measurement of coating thickness - Coulometric method by anodic dissolution (First Revision) | TEST_METHOD |  | Methods of tests | 5850 | Current | 2019
33076 | IS 1068:2025 | IS 14149:2008 | Metallic and non - Metallic coating - Measurement of thickness - Beta backscatter method (First Revision) | TEST_METHOD |  | Methods of tests | 5876 | Current | 2008
33076 | IS 1068:2025 | ISO 1463:2021 |  | REFERENCED_UNKNOWN |  |  |  | NOT_IN_INDEX
33076 | IS 1068:2025 | ISO 2064:1996 |  | REFERENCED_UNKNOWN |  |  |  | NOT_IN_INDEX
33076 | IS 1068:2025 | ISO 2080:2022 |  | REFERENCED_UNKNOWN |  |  |  | NOT_IN_INDEX
33076 | IS 1068:2025 | ISO 2361:1982 |  | REFERENCED_UNKNOWN |  |  |  | NOT_IN_INDEX
33076 | IS 1068:2025 | ISO 2819:2000 |  | REFERENCED_UNKNOWN |  |  |  | NOT_IN_INDEX
33076 | IS 1068:2025 | ISO 3497:2000 |  | REFERENCED_UNKNOWN |  |  |  | NOT_IN_INDEX
33076 | IS 1068:2025 | ISO 3882:2024 |  | REFERENCED_UNKNOWN |  |  |  | NOT_IN_INDEX
33076 | IS 1068:2025 | ISO 4519:1980 |  | REFERENCED_UNKNOWN |  |  |  | NOT_IN_INDEX
33076 | IS 1068:2025 | ISO 4541:1978 |  | REFERENCED_UNKNOWN |  |  |  | NOT_IN_INDEX
33076 | IS 1068:2025 | ISO 9220:2022 |  | REFERENCED_UNKNOWN |  |  |  | NOT_IN_INDEX
33076 | IS 1068:2025 | ISO 10289:1999 |  | REFERENCED_UNKNOWN |  |  |  | NOT_IN_INDEX
33076 | IS 1068:2025 | ISO 10587:2000 |  | REFERENCED_UNKNOWN |  |  |  | NOT_IN_INDEX
33076 | IS 1068:2025 | ISO 15724:2001 |  | REFERENCED_UNKNOWN |  |  |  | NOT_IN_INDEX
33076 | IS 1068:2025 | ISO 16348:2003 |  | REFERENCED_UNKNOWN |  |  |  | NOT_IN_INDEX
33076 | IS 1068:2025 | ISO 27831 (Part 2):2008 |  | REFERENCED_UNKNOWN |  |  |  | NOT_IN_INDEX
33079 | IS 1254:2025 | IS 10259:1982 | General condition of delivery and inspection of aluminium and aluminium alloy products | COMPONENT_PRODUCT |  | Others | 1078 | Draft/Formulation | 1982
33079 | IS 1254:2025 | IS 2676:1981 | Dimensions for wrought aluminium and aluminium alloys, sheet and strip (First Revision) | REFERENCED_UNKNOWN |  | Dimensions | 9190 | Current | 1981
33079 | IS 1254:2025 | IS 5052:2025 | Aluminium and its Alloys - Temper Designations (Second Revision) | INSTALLATION_CODE |  | Code of Practice | 32979 | Current | 2025
33091 | IS 2112:2025 | IS 1387:1993 | General requirements for the supply of metallurgical materials (Second Revision) | COMPONENT_PRODUCT |  | Others | 5659 | Current | 1993
33091 | IS 2112:2025 | IS 2113:2014 | Assaying silver in silver and silver alloys - Methods (Third Revision) | TEST_METHOD |  | Methods of tests | 8655 | Current | 2014
33091 | IS 2112:2025 | IS 11356 (Part 2):2023 | Styrene-Butadiene rubber latex - Specification: Part 2 Carboxylated (Second Revision) | COMPONENT_PRODUCT |  | Product Specification | 28648 | Current | 2023
33096 | IS 3266:2025 | IS 14126:2019 | Metallic coatings - Measurement of coating thickness - Coulometric method by anodic dissolution (First Revision) | TEST_METHOD |  | Methods of tests | 5850 | Current | 2019
33096 | IS 3266:2025 | IS 14149:2008 | Metallic and non - Metallic coating - Measurement of thickness - Beta backscatter method (First Revision) | TEST_METHOD |  | Methods of tests | 5876 | Current | 2008
33096 | IS 3266:2025 | IS/ISO/TS 55010:2024 | Asset management - Guidance on the alignment of financial and non-financial functions in asset management (First Revision) | REFERENCED_UNKNOWN |  | Others | 66028 | Current | 2024
33096 | IS 3266:2025 | IS 6994 (Part 10):2021 | Protection of Arms and Hands Part 10 Protective clothing- Gloves and arm guards protecting against cuts and stabs by hand knives - Gloves and arm guards made of material other than chain mail | COMPONENT_PRODUCT |  | Product Specification | 26646 | Draft/Formulation | 2021
33096 | IS 3266:2025 | ISO 2177:2003 |  | REFERENCED_UNKNOWN |  |  |  | NOT_IN_INDEX
33096 | IS 3266:2025 | ISO 9587:2007 |  | REFERENCED_UNKNOWN |  |  |  | NOT_IN_INDEX
33096 | IS 3266:2025 | ISO 9588:2007 |  | REFERENCED_UNKNOWN |  |  |  | NOT_IN_INDEX
33096 | IS 3266:2025 | ISO 3543:2000 |  | REFERENCED_UNKNOWN |  |  |  | NOT_IN_INDEX
33096 | IS 3266:2025 | ISO 4545 (Part 1):2023 |  | REFERENCED_UNKNOWN |  |  |  | NOT_IN_INDEX
33096 | IS 3266:2025 | ISO 6507 (Part 1):2023 |  | REFERENCED_UNKNOWN |  |  |  | NOT_IN_INDEX
33096 | IS 3266:2025 | ISO 1463:2021 |  | REFERENCED_UNKNOWN |  |  |  | NOT_IN_INDEX
33096 | IS 3266:2025 | ISO 2064:1996 |  | REFERENCED_UNKNOWN |  |  |  | NOT_IN_INDEX
33096 | IS 3266:2025 | ISO 2819:2017 |  | REFERENCED_UNKNOWN |  |  |  | NOT_IN_INDEX
33096 | IS 3266:2025 | ISO 3497:2000 |  | REFERENCED_UNKNOWN |  |  |  | NOT_IN_INDEX
33096 | IS 3266:2025 | ISO 3868:2000 |  | REFERENCED_UNKNOWN |  |  |  | NOT_IN_INDEX
33096 | IS 3266:2025 | ISO 3882:2024 |  | REFERENCED_UNKNOWN |  |  |  | NOT_IN_INDEX
33096 | IS 3266:2025 | ISO 4518:1980 |  | REFERENCED_UNKNOWN |  |  |  | NOT_IN_INDEX
33096 | IS 3266:2025 | ISO 4524 (Part 2):2000 |  | REFERENCED_UNKNOWN |  |  |  | NOT_IN_INDEX
33096 | IS 3266:2025 | ISO 4524 (Part 3):1985 |  | REFERENCED_UNKNOWN |  |  |  | NOT_IN_INDEX
33096 | IS 3266:2025 | ISO 4524 (Part 6):1988 |  | REFERENCED_UNKNOWN |  |  |  | NOT_IN_INDEX
33096 | IS 3266:2025 | ISO 10289:1999 |  | REFERENCED_UNKNOWN |  |  |  | NOT_IN_INDEX
33096 | IS 3266:2025 | ISO 12687:1996 |  | REFERENCED_UNKNOWN |  |  |  | NOT_IN_INDEX
33096 | IS 3266:2025 | ISO 14674:2000 |  | REFERENCED_UNKNOWN |  |  |  | NOT_IN_INDEX
33096 | IS 3266:2025 | IEC 600068 (Part 2/Sec 20):2021 |  | REFERENCED_UNKNOWN |  |  |  | NOT_IN_INDEX
33136 | IS 5290:2025 | IS 2932:2025 | Air Drying Enamel Paint for Architectural and Industrial Applications - Specification (Fifth Revision) | COMPONENT_PRODUCT |  | Product Specification | 34143 | Current | 2025
33136 | IS 5290:2025 | IS 1030:1998 | Carbon steel castings for general engineering purposes - Specification (Fifth Revision) | COMPONENT_PRODUCT |  | Product Specification | 1118 | Current | 1998
33136 | IS 5290:2025 | IS 210:2009 | Grey iron castings - Specification (Fifth Revision) | COMPONENT_PRODUCT |  | Product Specification | 8644 | Current | 2009
33136 | IS 5290:2025 | IS 2643:2005 | Pipe threads where pressure - Tight joints are not made on the threads - Dimensions, tolerances and designation (Third Revision) | REFERENCED_UNKNOWN |  | Dimensions | 9166 | Current | 2005
33136 | IS 5290:2025 | IS 291:1989 | Naval brass rods and sections for machining purposes - Specification (Third Revision) | COMPONENT_PRODUCT |  | Product Specification | 9423 | Current | 1989
33136 | IS 5290:2025 | IS 318:1981 | Specification for leaded tin bronze ingots and castings (Second Revision) | COMPONENT_PRODUCT |  | Product Specification | 9742 | Current | 1981
33136 | IS 5290:2025 | IS 319:2007 | Free cutting brass bars, rods and section - Specification (Fifth Revision) | COMPONENT_PRODUCT |  | Product Specification | 9750 | Current | 2007
33136 | IS 5290:2025 | IS 320:1980 | Specification for high tensile brass rods and sections (Other Than Forging Stock) (Second Revision) | COMPONENT_PRODUCT |  | Product Specification | 9763 | Current | 1980
33136 | IS 5290:2025 | IS 3444:1999 | Corrosion resistant high alloy steel and nickel base castings for general applications - Specification (Third Revision) | COMPONENT_PRODUCT |  | Product Specification | 10040 | Current | 1999
33136 | IS 5290:2025 | IS 4687:2025 | GASKETS AND PACKINGS GLAND PACKINGS ASBESTOS SPECIFICATION Third Revision | COMPONENT_PRODUCT |  | Product Specification | 33115 | Current | 2025
33136 | IS 5290:2025 | IS 5:2007 | Colours for ready mixed paints and enamels (Sixth Revision) | INSTALLATION_CODE |  | Code of Practice | 11715 | Current | 2007
33136 | IS 5290:2025 | IS 581:2025 | Vegetable tanned hydraulic Leather - specification (third revision) | COMPONENT_PRODUCT |  | Product Specification | 33901 | Current | 2025
33136 | IS 5290:2025 | IS 6528:2024 | Stainless steel wire - Specification ( Second Revision ) | COMPONENT_PRODUCT |  | Product Specification | 32621 | Current | 2024
33136 | IS 5290:2025 | IS 6912:2025 | Copper and Copper Alloys Forging Stock and Forging - Specification ( Third Revision ) | COMPONENT_PRODUCT |  | Product Specification | 33737 | Current | 2025
33136 | IS 5290:2025 | IS 7608:1987 | Specification for phosphor bronze wire for general engineering purposes (First Revision) | COMPONENT_PRODUCT |  | Product Specification | 14593 | Current | 1987
33136 | IS 5290:2025 | IS 937:1981 | Specification for Washers For Water Fittings For Fire Fighting Purposes (Second Revision) | COMPONENT_PRODUCT |  | Product Specification | 16711 | Under Revision | 1981
33187 | IS/IEC 60127 (Part 2):2014 | IS 9000 (Part 19/Sec 1 to 5):1986 | Basic environmental testing procedures for electronic and electrical items: Part 19 test u: robustness of terminations and integral mounting devices (First Revision) | TEST_METHOD |  | Methods of tests | 20633 | Current | 1986
33187 | IS/IEC 60127 (Part 2):2014 | IS/IEC 60068 (Part 2/Sec 20):2021 | Environmental testing Part 2 Tests Section 20 Tests Ta and Tb: Test methods for solderability and resistance to soldering heat of devices with leads | TEST_METHOD |  | Methods of tests | 28719 | Draft/Formulation | 2021
33194 | IS 4250:2025 | IS 302 (Part 1):2024 | Household and Similar Electrical Appliances — Safety Part 1 General Requirements (Seventh Revision) | SAFETY_STANDARD |  | Safety Standard | 31901 | Current | 2024
33194 | IS 4250:2025 | IS 302 (Part 2/Sec 14):2009 | Safety of household and similar electrical appliances: Part 2 particular requirements: Sec 14 electric kitchen machines (First Revision) | COMPONENT_PRODUCT |  | Product Specification | 9517 | Current | 2009
33194 | IS 4250:2025 | IS 460 (Part 1):2020 | Test Sieves — Specification Part 1 Wire Cloth Test Sieves ( Fourth Revision ) | COMPONENT_PRODUCT |  | Product Specification | 11324 | Current | 2020
33194 | IS 4250:2025 | IS 18069 (Part 1):2023 | Neutron reference radiations fields : Part 1 Characteristics and methods of production | TEST_METHOD |  | Methods of tests | 29032 | Draft/Formulation | 2023
33194 | IS 4250:2025 | IEC 60335 (Part 14) |  | REFERENCED_UNKNOWN |  |  |  | NOT_IN_INDEX
33258 | IS 884:2025 | IS 11864:1986 | Recommended construction practice of apparatus for spray cabinet for various salt spray tests | REFERENCED_UNKNOWN |  |  |  | NOT_IN_INDEX
33258 | IS 884:2025 | IS 1239 (Part 1):2004 | Steel tubes, tubulars and other wrought steel fittings - Specification: Part 1 steel tubes (Sixth Revision) | COMPONENT_PRODUCT |  | Product Specification | 3713 | Current | 2004
33258 | IS 884:2025 | IS 1239 (Part 2):2011 | Steel tubes, tubulars and other steel fittings - Specification: Part 2 steel pipe fittings (Fifth Revision) | COMPONENT_PRODUCT |  | Product Specification | 3714 | Current | 2011
33258 | IS 884:2025 | IS 2062 (Part 1):2025 | Structural Steel - Part 1 - Hot Rolled Medium and High tensile Steel | COMPONENT_PRODUCT |  | Product Specification | 65763 | Current | 2025
33258 | IS 884:2025 | IS 210:2009 | Grey iron castings - Specification (Fifth Revision) | COMPONENT_PRODUCT |  | Product Specification | 8644 | Current | 2009
33258 | IS 884:2025 | IS 318:1981 | Specification for leaded tin bronze ingots and castings (Second Revision) | COMPONENT_PRODUCT |  | Product Specification | 9742 | Current | 1981
33258 | IS 884:2025 | IS 3444:1999 | Corrosion resistant high alloy steel and nickel base castings for general applications - Specification (Third Revision) | COMPONENT_PRODUCT |  | Product Specification | 10040 | Current | 1999
33258 | IS 884:2025 | IS 444:2025 | Rubber Hoses, Textile-Reinforced, for General-Purpose Water Applications - Specification (Sixth Revision) | COMPONENT_PRODUCT |  | Product Specification | 33410 | Current | 2025
33258 | IS 884:2025 | IS 5:2007 | Colours for ready mixed paints and enamels (Sixth Revision) | INSTALLATION_CODE |  | Code of Practice | 11715 | Current | 2007
33258 | IS 884:2025 | IS 513 (Part 1):2016 | Cold reduced carbon steel sheet and strip: Part 1 cold forming and drawing purpose (Sixth Revision) | COMPONENT_PRODUCT |  | Product Specification | 22379 | Current | 2016
33258 | IS 884:2025 | IS 19067:2024 | SPACE SYSTEMS REQUIREMENTS FOR SMALL SPACECRAFT | COMPONENT_PRODUCT |  | Product Specification | 32582 | Draft/Formulation | 2024
33285 | IS 11594:2025 | IS 1239 (Part 1):2004 | Steel tubes, tubulars and other wrought steel fittings - Specification: Part 1 steel tubes (Sixth Revision) | COMPONENT_PRODUCT |  | Product Specification | 3713 | Current | 2004
33285 | IS 11594:2025 | IS 1875:2025 | Steel Ingots, Billets, Blooms, Slabs and Bars For Forging - Specification (Sixth Revision) | COMPONENT_PRODUCT |  | Product Specification | 65588 | Current | 2025
33285 | IS 11594:2025 | IS 2809:1972 | Glossary of terms and symbols relating to soil engineering (First Revision) | TERMINOLOGY |  | Terminology | 9340 | Under Revision | 1972
33285 | IS 11594:2025 | IS 4432:1988 | Specification for case hardening steels (First Revision) | COMPONENT_PRODUCT |  | Product Specification | 11097 | Current | 1988
33285 | IS 11594:2025 | IS 18120:2023 | Tourism and related services - Accessible tourism for all - Requirements and recommendations | COMPONENT_PRODUCT |  | Service Specification | 28626 | Draft/Formulation | 2023
33451 | IS 21:2025 | IS 10259:1982 | General condition of delivery and inspection of aluminium and aluminium alloy products | COMPONENT_PRODUCT |  | Others | 1078 | Draft/Formulation | 1982
33451 | IS 21:2025 | IS 2676:1981 | Dimensions for wrought aluminium and aluminium alloys, sheet and strip (First Revision) | REFERENCED_UNKNOWN |  | Dimensions | 9190 | Current | 1981
33451 | IS 21:2025 | IS 2677:1979 | Dimensions for wrought aluminium and aluminium alloys, plates and hot - Rolled sheets (First Revision) | REFERENCED_UNKNOWN |  | Dimensions | 9191 | Current | 1979
33451 | IS 21:2025 | IS 504 (Part 13 to 16):2003 | Chemical analysis of aluminium and its alloys parts 13 to 16 (Second Revision) | TEST_METHOD |  | Methods of tests | 11793 | Current | 2003
33451 | IS 21:2025 | IS 504 (Part 1 To 12):2002 | Chemical analysis of aluminium and its alloys parts 1 to 12 (Second Revision) | TEST_METHOD |  | Methods of tests | 11794 | Current | 2002
33453 | IS 1501 (Part 1):2025 | IS 1501 (Part 2):2020 | Metallic Materials — Vickers Hardness Test Part 2 Verification and Calibration of Testing Machines ( Fifth Revision ) | TEST_METHOD |  | Methods of tests | 381 | Current | 2020
33453 | IS 1501 (Part 1):2025 | IS 1501 (Part 3):2020 | Metallic Materials — Vickers Hardness Test Part 3 Calibration of Reference Blocks ( Fifth Revision ) | TEST_METHOD |  | Methods of tests | 382 | Current | 2020
33453 | IS 1501 (Part 1):2025 | ISO 6507 (Part 2):2018 |  | REFERENCED_UNKNOWN |  |  |  | NOT_IN_INDEX
33453 | IS 1501 (Part 1):2025 | ISO 6507 (Part 3):2018 |  | REFERENCED_UNKNOWN |  |  |  | NOT_IN_INDEX
33454 | IS 1586 (Part 2):2025 | IS 4169:2014 | Metallic materials - Calibration of force proving instruments used for the verification of uniaxial testing machines (Second Revision) | TEST_METHOD |  | Methods of tests | 10809 | Current | 2014
33454 | IS 1586 (Part 2):2025 | IS/ISO 13655:2017 | Graphic technology Spectral measurement and colorimetric computation for graphic arts images | TEST_METHOD |  | Others | 26619 | Draft/Formulation | 2017
33454 | IS 1586 (Part 2):2025 | IS 17682:2021 | Aluminium Composite Panel - Specification Amendment - 2 | COMPONENT_PRODUCT |  |  | 26627 | Under Review | 2021
33454 | IS 1586 (Part 2):2025 | IS/ISO/TS 55010:2024 | Asset management - Guidance on the alignment of financial and non-financial functions in asset management (First Revision) | REFERENCED_UNKNOWN |  | Others | 66028 | Current | 2024
33454 | IS 1586 (Part 2):2025 | ISO 6508 (Part 1):2023 |  | REFERENCED_UNKNOWN |  |  |  | NOT_IN_INDEX
33454 | IS 1586 (Part 2):2025 | ISO 6508 (Part 3):2023 |  | REFERENCED_UNKNOWN |  |  |  | NOT_IN_INDEX
33454 | IS 1586 (Part 2):2025 | ISO 6507 (Part 1):2023 |  | REFERENCED_UNKNOWN |  |  |  | NOT_IN_INDEX
33454 | IS 1586 (Part 2):2025 | ISO 376:2011 |  | REFERENCED_UNKNOWN |  |  |  | NOT_IN_INDEX
33458 | IS 1921:2025 | IS 12305:2018 | Laboratory Sintered (Fritted) Filters, Porosity Grading, Classification and Designation (First Revision) | COMPONENT_PRODUCT |  | Product Specification | 3599 | Current | 2018
33458 | IS 1921:2025 | IS 1387:1993 | General requirements for the supply of metallurgical materials (Second Revision) | COMPONENT_PRODUCT |  | Others | 5659 | Current | 1993
33458 | IS 1921:2025 | IS 14811:2000 | Rolled copper plate, sheet, strip and foils for general engineering purposes - Specification | COMPONENT_PRODUCT |  | Product Specification | 6777 | Draft/Formulation | 2000
33458 | IS 1921:2025 | IS 191:2007 | Copper - Specification (Fourth Revision) | COMPONENT_PRODUCT |  | Product Specification | 8419 | Current | 2007
33458 | IS 1921:2025 | IS 2214:1977 | Specification for silver nitrate, pure and analytical reagent (First Revision) | COMPONENT_PRODUCT |  | Product Specification | 8744 | Current | 1977
33458 | IS 1921:2025 | IS 2279:1980 | Specification for fine silver bar, sheet, wire, granules and token (First Revision) | COMPONENT_PRODUCT |  | Product Specification | 8789 | Current | 1980
33458 | IS 1921:2025 | IS 553:1984 | Specification for rosin (Gum Rosin) (Second Revision) | COMPONENT_PRODUCT |  | Product Specification | 12306 | Under Revision | 1984
33458 | IS 1921:2025 | IS 6344:2006 | Cadmium metal - Specification (Second Revision) | COMPONENT_PRODUCT |  | Product Specification | 13204 | Current | 2006
33458 | IS 1921:2025 | IS 9000 (Part 4):2020 | Environmental Testing Part 4 Tests - Test Cab: Damp Heat, Steady State ( Second Revision ) | TEST_METHOD |  | Methods of tests | 16231 | Current | 2020
33458 | IS 1921:2025 | IS 959:1994 | Specification for electric soldering irons (Third Revision) | COMPONENT_PRODUCT |  | Product Specification | 16991 | Under Revision | 1994
33458 | IS 1921:2025 | IS 998 (Part 1):1983 | Methods of chemical analysis of solders (Soft And Rosin - Cored): Part 1 determination of tin and antimony (First Revision) | TEST_METHOD |  | Methods of tests | 17440 | Under Revision | 1983
33458 | IS 1921:2025 | IS 998 (Part 2):1983 | Methods of chemical analysis of solders (Soft And I&in Cored) determi tion of iron, copper and arsensc (First Revision) | TEST_METHOD |  | Methods of tests | 17441 | Under Revision | 1983
33458 | IS 1921:2025 | IS 998 (Part 3):1983 | Methods of chemical analysis of solders (Soft And Rosin Cored): Part 3 determination of cadmium, zinc, aluminium, bismuth and nickel (First Revision) | TEST_METHOD |  | Methods of tests | 17442 | Under Revision | 1983
33458 | IS 1921:2025 | IS 10175:2018 | Metallic materials - Sheet and strip - Erichsen cupping test (Third Revision) | TEST_METHOD |  | Methods of tests | 21620 | Current | 2018
33458 | IS 1921:2025 | IS 17278:2019 | Refined Gold and Silver Bars for Good Delivery — Specification | COMPONENT_PRODUCT |  | Product Specification | 24597 | Draft/Formulation | 2019
33458 | IS 1921:2025 | IS 6994 (Part 5):2021 | Protection of Arms and Hands Part 5 Protective Gloves against Dangerous Chemicals and Micro-organisms - Terminology and performance requirements for micro-organisms risks | COMPONENT_PRODUCT |  | Product Specification | 26640 | Draft/Formulation | 2021
33458 | IS 1921:2025 | IEC 61189 (Part 5/Sec 506):2019 |  | REFERENCED_UNKNOWN |  |  |  | NOT_IN_INDEX
33458 | IS 1921:2025 | EN 14582:2016 |  | REFERENCED_UNKNOWN |  |  |  | NOT_IN_INDEX
33469 | IS 6751:2025 | IS 10259:1982 | General condition of delivery and inspection of aluminium and aluminium alloy products | COMPONENT_PRODUCT |  | Others | 1078 | Draft/Formulation | 1982
33469 | IS 6751:2025 | IS 6754:1972 | Specification for aluminium alloy ingots for bearings | COMPONENT_PRODUCT |  | Product Specification | 13618 | Draft/Formulation | 1972
33469 | IS 6751:2025 | IS 1586 (Part 1):2025 | Metallic materials Rockwell hardness testPart 1: Test method (Sixth Revision) | TEST_METHOD |  | Methods of tests | 33732 | Current | 2025
33469 | IS 6751:2025 | IS 18215:2023 | Stainless Steel Neti Pot Specification | COMPONENT_PRODUCT |  | Product Specification | 28918 | Draft/Formulation | 2023
33545 | IS 2069:2025 | IS 14841 (Part 2/Sec 1):2000 | Packaging of winding wires: Part 2 cylindrical barrelled delivery spools: Sec 1 basic dimensions | REFERENCED_UNKNOWN |  | Dimensions | 6813 | Draft/Formulation | 2000
33545 | IS 2069:2025 | IS 14841 (Part 2/Sec 2):2000 | Packaging of winding wires: Part 2 cylindrical barrelled delivery spools: Sec 2 specification for returnable spools made fromThermoplastic materials | COMPONENT_PRODUCT |  | Product Specification | 6814 | Draft/Formulation | 2000
33545 | IS 2069:2025 | IS 14841 (Part 3/Sec 1):2000 | Packag - Ing of winding wires: Part 3 taper barrelled delivery spools: Sec 1 basic dimensions | REFERENCED_UNKNOWN |  | Dimensions | 6815 | Draft/Formulation | 2000
33545 | IS 2069:2025 | IS 14841 (Part 3/Sec 2):2000 | Packaging of winding wires: Part 3 taper barrelled delivery spools: Sec 2 specification for returnable spools made fromThermoplastic materials | COMPONENT_PRODUCT |  | Product Specification | 6816 | Draft/Formulation | 2000
33545 | IS 2069:2025 | IS 14841 (Part 3/Sec 3):2000 | Packaging of winding wires: Part 3 taper barrelled dellVery spools: Sec 3 specification for non - Returnable spools made from thermoplastic material | COMPONENT_PRODUCT |  | Product Specification | 6817 | Draft/Formulation | 2000
33545 | IS 2069:2025 | IS 14841 (Part 3/Sec 4):2000 | Packaging of winding wires: Part 3 taper barrelled delivery spools: Sec 4 basic dimensions of containers for taper barrelled delivery spools | REFERENCED_UNKNOWN |  | Dimensions | 6818 | Draft/Formulation | 2000
33545 | IS 2069:2025 | IS 14841 (Part 4/Sec 1):2013 | Packaging of winding wires: Part 4 methods of test: Sec 1 delivery spools made from thermoplastic materials (First Revision) | TEST_METHOD |  | Methods of tests | 6819 | Current | 2013
33578 | IS 996:2025 | IS 302 (Part 1):2024 | Household and Similar Electrical Appliances — Safety Part 1 General Requirements (Seventh Revision) | SAFETY_STANDARD |  | Safety Standard | 31901 | Current | 2024
33578 | IS 996:2025 | IS 12065:2025 | Permissible limits of noise levels for rotating electrical machines (First Revision) | TEST_METHOD |  | Methods of tests | 32731 | Current | 2025
33578 | IS 996:2025 | IS 12075:2024 | Mechanical Vibration of Rotating Electrical Machines with Shaft Heights 56 mm and Higher —Measurement, Evaluation and Limits of Vibration Severity (IEC 60034-14 : 2018, MOD) (Second Revision) | TEST_METHOD |  | Methods of tests | 32178 | Current | 2024
33578 | IS 996:2025 | IS 1231:2019 | Dimensions and Output Series of Foot Mounted Induction Motors — Frame Numbers 56 to 315 L ( Fourth Revision ) | REFERENCED_UNKNOWN |  | Dimensions | 3618 | Current | 2019
33578 | IS 996:2025 | IS 12360:2026 | VOLTAGE BANDS FOR ELECTRICAL INSTALLATIONS INCLUDING PREFERRED VOLTAGE AND FREQUENCY | INSTALLATION_CODE |  | Code of Practice | 66217 | Current | 2026
33578 | IS 996:2025 | IS 1271:2012 | Electrical insulation - Thermal evaluation and designation (Second Revision) | REFERENCED_UNKNOWN |  | Others | 4144 | Current | 2012
33578 | IS 996:2025 | IS 1391 (Part 1):2023 | Room Air Conditioners Specification Part 1 Unitary Air Conditioners Fourth Revision | COMPONENT_PRODUCT |  | Product Specification | 29623 | Under Review | 2023
33578 | IS 996:2025 | IS 1475:2024 | Drinking Water Coolers - Specification (Fourth Revision) | COMPONENT_PRODUCT |  | Product Specification | 31827 | Current | 2024
33578 | IS 996:2025 | IS 1885 (Part 1):1961 | Electrotechnical vocabulary: Part 1 fundamental definitions | TERMINOLOGY |  | Terminology | 8285 | Draft/Formulation | 1961
33578 | IS 996:2025 | IS 1885 (Part 35):2021 | Electrotechnical Vocabulary: Part 35 Rotating Machinery ( Second Revision ) | TERMINOLOGY |  | Terminology | 25733 | Current | 2021
33578 | IS 996:2025 | IS 2223:2025 | Dimensions of flange mounted AC induction motors (third revision) | REFERENCED_UNKNOWN |  | Dimensions | 33902 | Current | 2025
33578 | IS 996:2025 | IS 2993 (Part 2):2024 | a.c. Motor Capacitors Part 2 Motor Start Capacitors ( Third Revision ) | COMPONENT_PRODUCT |  | Product Specification | 31556 | Current | 2024
33578 | IS 996:2025 | IS 4905:2015 | Random sampling and randomization procedures (First Revision) | TEST_METHOD |  | Others | 11627 | Current | 2015
33578 | IS 996:2025 | IS 6362:1995 | Designation of methods of cooling of rotating electrical machines (First Revision) | TERMINOLOGY |  | Terminology | 13224 | Current | 1995
33578 | IS 996:2025 | IS 7572:1974 | Guide for testing single - Phase AC and universal motors | TERMINOLOGY |  | Terminology | 14547 | Draft/Formulation | 1974
33578 | IS 996:2025 | IS 8148:2018 | Ducted and package air - Conditioners - Specification (Second Revision) | COMPONENT_PRODUCT |  |  | 15221 | Under Review | 2018
33578 | IS 996:2025 | IS 900:2019 | Code of Practice for Storage, Installation and Maintenance of Induction Motors ( Third Revision ) | INSTALLATION_CODE |  | Code of Practice | 16214 | Current | 2019
33578 | IS 996:2025 | IS/IEC 60034 (Part 8):2014 | Rotating Electrical Machines Part 8 Terminal Markings and Direction of Rotation ( Third Revision ) | INSTALLATION_CODE |  | Code of Practice | 20818 | Current | 2014
33578 | IS 996:2025 | IS/IEC 60068 (Part 2/Sec 2):2007 | Environmental Testing Part 2: Tests - Test B Section 2: Dry Heat | TEST_METHOD |  | Methods of tests | 29527 | Draft/Formulation | 2007
33578 | IS 996:2025 | IS/IEC 60068 (Part 2/Sec 30):2005 | Environmental testing Part 2 Tests Section 30 Test Db: Damp heat cyclic 12 h 12 h cycle | TEST_METHOD |  | Methods of tests | 30182 | Draft/Formulation | 2005
33578 | IS 996:2025 | IS/IEC 60034 (Part 1):2022 | Rotating electrical machines - Part 1: Rating and performance | INSTALLATION_CODE |  | Code of Practice | 33190 | Draft/Formulation | 2022
33597 | IS 19068:2025 | IS 12554 (Part 2):1999 | Specification for non - destructive coating thickness testing instruments - Part 2 magnetic instruments | COMPONENT_PRODUCT |  | Product Specification | 3947 | Draft/Formulation | 1999
33597 | IS 19068:2025 | IS 12594:1988 | Hot - Dip Zinc Coating on Structural Steel Bars for Concrete Reinforcement - Specification | COMPONENT_PRODUCT |  | Product Specification | 4003 | Draft/Formulation | 1988
33597 | IS 19068:2025 | IS 1786:2008 | High Strength Deformed Steel Bars and Wires for Concrete Reinforcement - Specification (Fourth Revision) | COMPONENT_PRODUCT |  | Product Specification | 8195 | Current | 2008
33597 | IS 19068:2025 | IS 432 (Part 1):2026 | Specification for Mild Steel And Medium Tensile Steel Bars and Hard-Drawn Steel Wire for Concrete Reinforcement Part 1 Mild Steel and Medium Tensile Steel Bars Fourth Revision | COMPONENT_PRODUCT |  | Product Specification | 66954 | Current | 2026
33597 | IS 19068:2025 | IS 4759:1996 | Hot - Dip zinc coatings on structural steel and other allied products - Specification (Third Revision) | COMPONENT_PRODUCT |  |  |  | NOT_IN_INDEX
33597 | IS 19068:2025 | IS 6745:1972 | Methods for determination of mass of zinc coating on zinc coated iron and steel articles | INSTALLATION_CODE |  | Code of Practice | 13608 | Draft/Formulation | 1972
33638 | IS 1328:2025 | IS 13745:2020 | Method for Determination of Formaldehyde Content in Wood-Based Panels by Extraction Method Called Perforator Method ( First Revision ) | TEST_METHOD |  | Methods of tests | 5509 | Current | 2020
33638 | IS 1328:2025 | IS 1734 (Part 1 to 20):1983 | Methods of test for plywood | TEST_METHOD |  | Methods of tests | 8142 | Current | 1983
33638 | IS 1328:2025 | IS 4905:2015 | Random sampling and randomization procedures (First Revision) | TEST_METHOD |  | Others | 11627 | Current | 2015
33638 | IS 1328:2025 | IS/ISO 12460-1:2007 | Wood based panels - Determination of formaldehyde release: Part 1 formaldehyde emission by the 1 - Cubic - Metre chamber method | TEST_METHOD |  | Methods of tests | 21769 | Draft/Formulation | 2007
33638 | IS 1328:2025 | IS 4972 (Part 2):2022 | Resistance Spot Welding Part 2 Electrode Holders - Morse Taper Fixing (First Revision of IS 4972) | REFERENCED_UNKNOWN |  | Dimensions | 27103 | Draft/Formulation | 2022
33639 | IS 848:2025 | IS 1734 (Part 1 to 20):1983 | Methods of test for plywood | TEST_METHOD |  | Methods of tests | 8142 | Current | 1983
33639 | IS 848:2025 | IS 707:2011 | Timber Technology and Utilization of Wood, Bamboo and Cane - Glossary of Terms (Third Revision) | TERMINOLOGY |  | Terminology | 13981 | Current | 2011
33639 | IS 848:2025 | IS 19297:2025 | Ships and Marine Technology Cyber Safety | SAFETY_STANDARD |  | Others | 33741 | Draft/Formulation | 2025
33645 | IS 4027 (Part 1):2025 | IS 1817:1961 | Methods of sampling non - Ferrous metals for chemical analysis | INSTALLATION_CODE |  | Code of Practice | 8222 | Draft/Formulation | 1961
33645 | IS 4027 (Part 1):2025 | IS 19297:2025 | Ships and Marine Technology Cyber Safety | SAFETY_STANDARD |  | Others | 33741 | Draft/Formulation | 2025
33650 | IS 14712:2025 | IS 10259:1982 | General condition of delivery and inspection of aluminium and aluminium alloy products | COMPONENT_PRODUCT |  | Others | 1078 | Draft/Formulation | 1982
33650 | IS 14712:2025 | IS 2676:1981 | Dimensions for wrought aluminium and aluminium alloys, sheet and strip (First Revision) | REFERENCED_UNKNOWN |  | Dimensions | 9190 | Current | 1981
33650 | IS 14712:2025 | IS 5047 (Part 1):1986 | Glossary of terms relating to aluminium and aluminium alloys: Part 1 unwrought and wrought metals (Second Revision) | TERMINOLOGY |  | Terminology | 11801 | Current | 1986
33650 | IS 14712:2025 | IS 5052:2025 | Aluminium and its Alloys - Temper Designations (Second Revision) | INSTALLATION_CODE |  | Code of Practice | 32979 | Current | 2025
33650 | IS 14712:2025 | IS 737:2024 | WROUGHT ALUMINIUM AND ALUMINIUM ALLOY SHEET AND STRIP FOR GENERAL ENGINEERING PURPOSES SPECIFICATION (Fifth Revision) Amendment - 1 | COMPONENT_PRODUCT |  |  | 31831 | Under Review | 2024
33650 | IS 14712:2025 | IS 5047 (Part 2):1979 | Glossary of terms relating to aluminium aluminium alloys and: Part 2 plant and operations, thermal treatment, control and testing, finishing | TERMINOLOGY |  | Terminology | 19719 | Draft/Formulation | 1979
33650 | IS 14712:2025 | IS 5047 (Part 3):1979 | Glossary of terms relating to aluminium and aluminium alloys: Part 3 geometrical properties and tolerance, structural and surface defects | TERMINOLOGY |  | Terminology | 19720 | Draft/Formulation | 1979
33650 | IS 14712:2025 | IS 1608 (Part 3):2018 | Metallic materials - Tensile testing: Part 3 method of test at low temperature | TEST_METHOD |  | Methods of tests | 23156 | Draft/Formulation | 2018
33650 | IS 14712:2025 | IS 1608 (Part 2):2020 | Metallic Materials - Tensile Testing Part 2 Method of Test at Elevated Temperature ( Fourth Revision ) | TEST_METHOD |  | Methods of tests | 24975 | Draft/Formulation | 2020
33650 | IS 14712:2025 | IS 18215:2023 | Stainless Steel Neti Pot Specification | COMPONENT_PRODUCT |  | Product Specification | 28918 | Draft/Formulation | 2023
33652 | IS 7098 (Part 1):2025 | IS 10418:2024 | Drums for Electric Cables - Specification (First Revision) | COMPONENT_PRODUCT |  | Product Specification | 30453 | Current | 2024
33652 | IS 7098 (Part 1):2025 | IS 10462 (Part 1):1983 | Fictitious calculation method for determination of dimensions of protective coverings of cables: Part 1: elastomeric and thermoplastic insulated cables | TEST_METHOD |  | Others | 1290 | Draft/Formulation | 1983
33652 | IS 7098 (Part 1):2025 | IS 10810 (Part 1):1984 | Methods of test for cables: Part 1 annealing test for wires used as conductors | TEST_METHOD |  | Methods of tests | 1705 | Draft/Formulation | 1984
33652 | IS 7098 (Part 1):2025 | IS 10810 (Part 10):1984 | Methods of test for cables: Part 10 loss of mass test | TEST_METHOD |  | Methods of tests | 1706 | Draft/Formulation | 1984
33652 | IS 7098 (Part 1):2025 | IS 10810 (Part 11):1984 | Methods of test for cables: Part 11 thermal ageing in air | TEST_METHOD |  | Methods of tests | 1707 | Draft/Formulation | 1984
33652 | IS 7098 (Part 1):2025 | IS 10810 (Part 12):1984 | Methods of test for cables: Part 12 shrinkage test | TEST_METHOD |  | Methods of tests | 1708 | Draft/Formulation | 1984
33652 | IS 7098 (Part 1):2025 | IS 10810 (Part 14):1984 | Methods of test for cables: Part 14 heat shock test | TEST_METHOD |  | Methods of tests | 1710 | Draft/Formulation | 1984
33652 | IS 7098 (Part 1):2025 | IS 10810 (Part 15):1984 | Methods of test for cables: Part 15 hot deformation test | TEST_METHOD |  | Methods of tests | 1711 | Draft/Formulation | 1984
33652 | IS 7098 (Part 1):2025 | IS 10810 (Part 2):1984 | Methods of test for cables: Part 2 tensile test for aluminium wires | TEST_METHOD |  | Methods of tests | 1715 | Draft/Formulation | 1984
33652 | IS 7098 (Part 1):2025 | IS 10810 (Part 21):1984 | Methods of test for cables: Part 21 cold impact test | TEST_METHOD |  | Methods of tests | 1717 | Draft/Formulation | 1984
33652 | IS 7098 (Part 1):2025 | IS 10810 (Part 3):1984 | Methods of test for cables: Part 3 wrapping test for aluminium wires | TEST_METHOD |  | Methods of tests | 1726 | Draft/Formulation | 1984
33652 | IS 7098 (Part 1):2025 | IS 10810 (Part 32):1984 | Methods of test for cables: Part 32 carbon content test for polyethylene | TEST_METHOD |  | Methods of tests | 1729 | Draft/Formulation | 1984
33652 | IS 7098 (Part 1):2025 | IS 10810 (Part 36):1984 | Methods of test for cables: Part 36 dimensions of armouring material | TEST_METHOD |  | Methods of tests | 1733 | Draft/Formulation | 1984
33652 | IS 7098 (Part 1):2025 | IS 10810 (Part 37):1984 | Methods of test for cables: Part 37 tensile strength and elongation at break of armouring materials | TEST_METHOD |  | Methods of tests | 1734 | Draft/Formulation | 1984
33652 | IS 7098 (Part 1):2025 | IS 10810 (Part 45):1984 | Methods of test for cables:Part 45 high voltage test | TEST_METHOD |  | Methods of tests | 1743 | Draft/Formulation | 1984
33652 | IS 7098 (Part 1):2025 | IS 10810 (Part 5):1984 | Methods of test for cables: Part 5 conductor resistance test | TEST_METHOD |  | Methods of tests | 1748 | Draft/Formulation | 1984
33652 | IS 7098 (Part 1):2025 | IS 10810 (Part 53):1984 | Methods of test for cables: Part 53 flammability test | TEST_METHOD |  | Methods of tests | 1752 | Draft/Formulation | 1984
33652 | IS 7098 (Part 1):2025 | IS 10810 (Part 58):1998 | Method of tests for cables:Part 58 oxygen index test | TEST_METHOD |  | Methods of tests | 1757 | Draft/Formulation | 1998
33652 | IS 7098 (Part 1):2025 | IS 10810 (Part 59):1988 | Methods of test for cables Part 59 determination of the amount of halogen acid gas evolved during combustion of polymeric materials taken from cables | TEST_METHOD |  | Methods of tests | 1758 | Draft/Formulation | 1988
33652 | IS 7098 (Part 1):2025 | IS 10810 (Part 60):1988 | Methods of test for cables: Part 60 thermal stability of PVC insulation and sheath | TEST_METHOD |  | Methods of tests | 1760 | Draft/Formulation | 1988
33652 | IS 7098 (Part 1):2025 | IS 10810 (Part 62):1993 | Method of tests for cables: Part 62 flame retardance test for bunched cables | TEST_METHOD |  | Methods of tests | 1762 | Draft/Formulation | 1993
33652 | IS 7098 (Part 1):2025 | IS 10810 (Part 63):1993 | Method of tests for cables: Part 63 measurement of smoke density of electric cables under fire conditions | TEST_METHOD |  | Methods of tests | 1763 | Draft/Formulation | 1993
33652 | IS 7098 (Part 1):2025 | IS 10810 (Part 64):2003 | Methods of test for cables: Part 64 measurement of temperature index | TEST_METHOD |  | Methods of tests | 1764 | Draft/Formulation | 2003
33652 | IS 7098 (Part 1):2025 | IS 10810 (Part 7):1984 | Methods of test for cables: Part 7 tensile strength and elongation at break of thermoplastic and elastomeric iNsulation and sheath | TEST_METHOD |  | Methods of tests | 1765 | Draft/Formulation | 1984
33652 | IS 7098 (Part 1):2025 | IS 13360 (Part 6/Sec 9):2025 | Plastics - Methods of Testing Part 6 Thermal Properties Section 9 Determination of Density of Smoke from the Burning or Decomposition of Plastics (First Revision) | TEST_METHOD |  | Methods of tests | 33423 | Current | 2025
33652 | IS 7098 (Part 1):2025 | IS 1885 (Part 32):2019 | Electrotechnical Vocabulary Part 32 Electric Cables ( Second Revision ) | TERMINOLOGY |  | Terminology | 8311 | Current | 2019
33652 | IS 7098 (Part 1):2025 | IS 3975:1999 | Low carbon galvanized steel wires, formed wires and tapes for armouring of cables - Specification (Third Revision) | COMPONENT_PRODUCT |  | Product Specification | 10583 | Current | 1999
33652 | IS 7098 (Part 1):2025 | IS 4826:2023 | Hot-Dip Galvanized Coatings on Round Steel Wires - Requirements | COMPONENT_PRODUCT |  | Process Specification | 30201 | Current | 2023
33652 | IS 7098 (Part 1):2025 | IS 4905:2015 | Random sampling and randomization procedures (First Revision) | TEST_METHOD |  | Others | 11627 | Current | 2015
33652 | IS 7098 (Part 1):2025 | IS 5831:1984 | Specification for PVC insulation and sheath of electric cables (First Revision) | COMPONENT_PRODUCT |  | Others | 12639 | Current | 1984
33652 | IS 7098 (Part 1):2025 | IS 8130:2013 | Conductors for insulated electric cables and flexible cords - Specification (Second Revision) | COMPONENT_PRODUCT |  | Product Specification | 15203 | Current | 2013
33652 | IS 7098 (Part 1):2025 | IS 3961 (Part 6):2016 | Recommended Current Ratings for Cables Part 6 Crosslinked Polyethylene Insulated PVC Sheathed Cables | INSTALLATION_CODE |  | Code of Practice | 22219 | Draft/Formulation | 2016
33652 | IS 7098 (Part 1):2025 | IS 16269:2018 | Recommended Short Circuit Ratings of Electric Cables with Rated Voltage from 1.1 kV to 220 kV - Specification | INSTALLATION_CODE |  | Code of Practice | 24034 | Draft/Formulation | 2018
33652 | IS 7098 (Part 1):2025 | IS 17505 (Part 1):2021 | Specification for Thermosetting Insulated Fire Survival Cables for Fixed Installation having Low Emission of Smoke and Corrosive Gases when Affected by Fire for Working Voltages upto and including 1 100 V a.c. and 1 500 V d.c. | COMPONENT_PRODUCT |  | Product Specification | 25706 | Draft/Formulation | 2021
33652 | IS 7098 (Part 1):2025 | IEC 60502 (Part-1):2021 | Power cables with extruded insulation and their accessories for rated voltages from 1 kV (Um = 1,2 kV) up to 30 kV (Um = 36 kV) - Part 1: Cables for rated voltages of 1 kV (Um = 1,2 kV) and 3 kV (Um = | REFERENCED_UNKNOWN |  |  |  | NOT_IN_INDEX
33676 | IS/IEC 61730 (Part 1):2023 | IS 8504 (Part 2):2013 | Electrical insulating materials - Thermal endurance properties: Part 2 determination of thermal endurance properties of electrical insulating materials - Choice of test criteria (First Revision) | TEST_METHOD |  | Methods of tests | 26 | Current | 2013
33676 | IS/IEC 61730 (Part 1):2023 | IS 8504 (Part 6):2012 | Electrical insulating materials - Thermal endurance properties: Part 6 determination of relative thermal endurance index (RTE) of an insulating material | TEST_METHOD |  | Methods of tests | 584 | Draft/Formulation | 2012
33676 | IS/IEC 61730 (Part 1):2023 | IS 15382 (Part 1):2022 | Insulation Coordination for Equipment Within Low-Voltage Systems Part 1 Principles Requirements and Tests | TEST_METHOD |  | Methods of tests | 27721 | Current | 2022
33676 | IS/IEC 61730 (Part 1):2023 | IS 15382 (Part 2/Sec 1):2014 | Insulation coordination for equipment within low - Voltage systems: Part 2 application guide: Sec 1 explanation of the application of the IEC 60664 series, dimensioning examples and dielectric testing (First Revision) | TEST_METHOD |  | Dimensions | 7476 | Current | 2014
33676 | IS/IEC 61730 (Part 1):2023 | IS 15382 (Part 3):2019 | Insulation Coordination for Equipment within Low-Voltage Systems Part 3 Use of Coating, Potting or Moulding for Protection against Pollution (First Revision) | TEST_METHOD |  | Methods of tests | 7477 | Current | 2019
33676 | IS/IEC 61730 (Part 1):2023 | IS 2824:2007 | Method for the determination of the proof and the comparative tracking indices of solid insulating materials (Second Revision) | TEST_METHOD |  | Others | 9353 | Current | 2007
33676 | IS/IEC 61730 (Part 1):2023 | IS 3448:2014 | Rice bran oil - Specification (Third Revision) | COMPONENT_PRODUCT |  | Product Specification | 10043 | Current | 2014
33676 | IS/IEC 61730 (Part 1):2023 | IS 4165:1991 | Thermostats for general purpose electric ovens | REFERENCED_UNKNOWN |  |  |  | NOT_IN_INDEX
33676 | IS/IEC 61730 (Part 1):2023 | IS 4687:2025 | GASKETS AND PACKINGS GLAND PACKINGS ASBESTOS SPECIFICATION Third Revision | COMPONENT_PRODUCT |  | Product Specification | 33115 | Current | 2025
33676 | IS/IEC 61730 (Part 1):2023 | IS 514:2025 | Textiles Mercerized Cotton Fabrics for Covering Aircrafts and gliders Specification ( Fourth Revision ) | COMPONENT_PRODUCT |  | Product Specification | 33812 | Current | 2025
33676 | IS/IEC 61730 (Part 1):2023 | IS 5326:2025 | LifeBuoys - Specification | COMPONENT_PRODUCT |  | Product Specification | 65750 | Current | 2025
33676 | IS/IEC 61730 (Part 1):2023 | IS 5327:1969 | Specification for rigid bailers for lifeboats | COMPONENT_PRODUCT |  | Product Specification | 12078 | Draft/Formulation | 1969
33676 | IS/IEC 61730 (Part 1):2023 | IS 5328:1969 | Method of test for determination of chemical composition of asbestos fibre | TEST_METHOD |  | Methods of tests | 12079 | Draft/Formulation | 1969
33676 | IS/IEC 61730 (Part 1):2023 | IS 533:2007 | Gum spirit of turpentine (Oil Of Turpentine) - specification (Third Revision) | COMPONENT_PRODUCT |  | Product Specification | 12081 | Current | 2007
33676 | IS/IEC 61730 (Part 1):2023 | IS 5330:1984 | Criteria for design of anchor blocks for penstocks with expansion joints (First Revision) | INSTALLATION_CODE |  | Code of Practice | 12082 | Current | 1984
33676 | IS/IEC 61730 (Part 1):2023 | IS 8504 (Part 1):2012 | Electrical insulating materials - Thermal endurance properties: Part 1 ageing procedures and evaluation of test results (Second Revision) | TEST_METHOD |  | Methods of tests | 15674 | Current | 2012
33676 | IS/IEC 61730 (Part 1):2023 | IS/IEC 60529:2001 | Degrees of protection provided by enclosures (IP Code) | INSTALLATION_CODE |  | Code of Practice | 20971 | Draft/Formulation | 2001
33676 | IS/IEC 61730 (Part 1):2023 | IEC 61215 (Part 1) |  | REFERENCED_UNKNOWN |  |  |  | NOT_IN_INDEX
33676 | IS/IEC 61730 (Part 1):2023 | IEC 61215 (Part 2) |  | REFERENCED_UNKNOWN |  |  |  | NOT_IN_INDEX
33679 | IS/IEC/TS 62915:2023 | IS 19099:2025 | Vaccine Carriers - General Requirements and Test Methods | COMPONENT_PRODUCT |  | Product Specification | 33394 | Draft/Formulation | 2025
33679 | IS/IEC/TS 62915:2023 | IS 19114:2025 | Common Yoga Protocol -Yoga Practices | INSTALLATION_CODE |  | Code of Practice | 33402 | Draft/Formulation | 2025
33687 | IS 8144:2025 | IS 1885 (Part 15):2008 | Electrotechnical vocabulary: Part 15 primary and secondary cells and batteries (Second Revision) | TERMINOLOGY |  | Terminology | 8290 | Current | 2008
33687 | IS 8144:2025 | IS 6303:2018 | Primary batteries - General (Second Revision) | TEST_METHOD |  | Methods of tests | 13164 | Current | 2018
33732 | IS 1586 (Part 1):2025 | IS 17657:2021 | Textile floor coverings - Methods for determination of mass | TEST_METHOD |  | Methods of tests | 26626 | Draft/Formulation | 2021
33732 | IS 1586 (Part 1):2025 | IS 17682:2021 | Aluminium Composite Panel - Specification Amendment - 2 | COMPONENT_PRODUCT |  |  | 26627 | Under Review | 2021
33732 | IS 1586 (Part 1):2025 | ISO 6508 (Part 2):2023 |  | REFERENCED_UNKNOWN |  |  |  | NOT_IN_INDEX
33732 | IS 1586 (Part 1):2025 | ISO 6508 (Part 3):2023 |  | REFERENCED_UNKNOWN |  |  |  | NOT_IN_INDEX
33733 | IS 4027 (Part 6):2025 | IS 1817:1961 | Methods of sampling non - Ferrous metals for chemical analysis | INSTALLATION_CODE |  | Code of Practice | 8222 | Draft/Formulation | 1961
33733 | IS 4027 (Part 6):2025 | IS 4027 (Part 1):2025 | Methods for Chemical Analysis of Bronzes Part 1 Determination of Copper and Lead by Electrolytic Method (Second Revision) | TEST_METHOD |  | Methods of tests | 33645 | Current | 2025
33733 | IS 4027 (Part 6):2025 | IS 19297:2025 | Ships and Marine Technology Cyber Safety | SAFETY_STANDARD |  | Others | 33741 | Draft/Formulation | 2025
33737 | IS 6912:2025 | IS 1387:1993 | General requirements for the supply of metallurgical materials (Second Revision) | COMPONENT_PRODUCT |  | Others | 5659 | Current | 1993
33737 | IS 6912:2025 | IS 2305:1988 | Method for mercurous nitrate test for copper and copper alloys (First Revision) | TEST_METHOD |  | Methods of tests | 8836 | Current | 1988
33737 | IS 6912:2025 | IS 2826:1986 | Dimensions and tolerances for copper and copper alloy rods and bars for general engineering purposes (Third Revision) | REFERENCED_UNKNOWN |  | Dimensions | 9355 | Current | 1986
33737 | IS 6912:2025 | IS 3187:1965 | Methods of chemical analysis of Copper - Nickel - Zinc alloys | TEST_METHOD |  | Methods of tests | 9747 | Draft/Formulation | 1965
33737 | IS 6912:2025 | IS 3288 (Part 1):1986 | Glossary of terms relating to copper and copper alloys: Part 1 materials (Third Revision) | TERMINOLOGY |  | Terminology | 9878 | Current | 1986
33737 | IS 6912:2025 | IS 3685:1966 | Methods of chemical analysis of brasses | TEST_METHOD |  | Methods of tests | 10279 | Draft/Formulation | 1966
33737 | IS 6912:2025 | IS 4027 (Part 1):2025 | Methods for Chemical Analysis of Bronzes Part 1 Determination of Copper and Lead by Electrolytic Method (Second Revision) | TEST_METHOD |  | Methods of tests | 33645 | Current | 2025
33737 | IS 6912:2025 | IS 4027 (Part 10):2000 | Chemical analysis of bronzes - Methods: Part 10 determination of silicon (First Revision) | TEST_METHOD |  | Methods of tests | 10649 | Current | 2000
33737 | IS 6912:2025 | IS 4027 (Part 11):2000 | Chemical analysis of bronzes - Methods: Part 11 determination of lead - Ethylenediamine tetraacetic acid (Edta) - Titrimetric - method (First Revision) | TEST_METHOD |  | Methods of tests | 10650 | Current | 2000
33737 | IS 6912:2025 | IS 4027 (Part 3):2025 | Methods for Chemical Analysis of Bronzes Part 3 Determination of Phosphorus by Volumetric Method (Second Revision) | TEST_METHOD |  | Methods of tests | 33463 | Current | 2025
33737 | IS 6912:2025 | IS 4027 (Part 4):2025 | Methods for Chemical Analysis of Bronzes Part 4 Determination of Nickel by Dimethylglyoxime Photometric Method (Second Revision) | TEST_METHOD |  | Methods of tests | 33646 | Current | 2025
33737 | IS 6912:2025 | IS 4027 (Part 5):2025 | Methods for Chemical Analysis of Bronzes Part 5 Determination of Tin by Iodimetric Method (second revision) | TEST_METHOD |  | Methods of tests | 33464 | Current | 2025
33737 | IS 6912:2025 | IS 4027 (Part 6):2025 | Methods for Chemical Analysis of Bronzes Part 6 Determination of Zinc by Complexometric EDTA Method (Second Revision) | TEST_METHOD |  | Methods of tests | 33733 | Current | 2025
33737 | IS 6912:2025 | IS 4027 (Part 7):2025 | Methods of Chemical Analysis of Bronzes Part 7 Determination of Antimony by Rhodamine B Spectrophotometric Method (Second Revision) | TEST_METHOD |  | Methods of tests | 33465 | Current | 2025
33737 | IS 6912:2025 | IS 4027 (Part 8):2025 | Methods for Chemical Analysis of Bronzes Part 8 Determination of Iron (Second Revision) | TEST_METHOD |  | Methods of tests | 33734 | Current | 2025
33737 | IS 6912:2025 | IS 4027 (Part 9):2025 | Methods for Chemical Analysis of Bronzes Part 9 Determination of Aluminium by Atomic Absorption Spectrometric Method (Second Revision) | TEST_METHOD |  | Methods of tests | 33466 | Current | 2025
33737 | IS 6912:2025 | IS 440:2025 | Methods of Chemical Analysis of Copper (Second Revision) | TEST_METHOD |  | Methods of tests | 33796 | Current | 2025
33737 | IS 6912:2025 | IS 18215:2023 | Stainless Steel Neti Pot Specification | COMPONENT_PRODUCT |  | Product Specification | 28918 | Draft/Formulation | 2023
33738 | IS 8362:2025 | IS 1387:1993 | General requirements for the supply of metallurgical materials (Second Revision) | COMPONENT_PRODUCT |  | Others | 5659 | Current | 1993
33738 | IS 8362:2025 | IS 1817:1961 | Methods of sampling non - Ferrous metals for chemical analysis | INSTALLATION_CODE |  | Code of Practice | 8222 | Draft/Formulation | 1961
33738 | IS 8362:2025 | IS 3187:1965 | Methods of chemical analysis of Copper - Nickel - Zinc alloys | TEST_METHOD |  | Methods of tests | 9747 | Draft/Formulation | 1965
33738 | IS 8362:2025 | IS 3288 (Part 1):1986 | Glossary of terms relating to copper and copper alloys: Part 1 materials (Third Revision) | TERMINOLOGY |  | Terminology | 9878 | Current | 1986
33738 | IS 8362:2025 | IS 3685:1966 | Methods of chemical analysis of brasses | TEST_METHOD |  | Methods of tests | 10279 | Draft/Formulation | 1966
33738 | IS 8362:2025 | IS 4027 (Part 1):2025 | Methods for Chemical Analysis of Bronzes Part 1 Determination of Copper and Lead by Electrolytic Method (Second Revision) | TEST_METHOD |  | Methods of tests | 33645 | Current | 2025
33738 | IS 8362:2025 | IS 4027 (Part 10):2000 | Chemical analysis of bronzes - Methods: Part 10 determination of silicon (First Revision) | TEST_METHOD |  | Methods of tests | 10649 | Current | 2000
33738 | IS 8362:2025 | IS 4027 (Part 11):2000 | Chemical analysis of bronzes - Methods: Part 11 determination of lead - Ethylenediamine tetraacetic acid (Edta) - Titrimetric - method (First Revision) | TEST_METHOD |  | Methods of tests | 10650 | Current | 2000
33738 | IS 8362:2025 | IS 4027 (Part 3):2025 | Methods for Chemical Analysis of Bronzes Part 3 Determination of Phosphorus by Volumetric Method (Second Revision) | TEST_METHOD |  | Methods of tests | 33463 | Current | 2025
33738 | IS 8362:2025 | IS 4027 (Part 4):2025 | Methods for Chemical Analysis of Bronzes Part 4 Determination of Nickel by Dimethylglyoxime Photometric Method (Second Revision) | TEST_METHOD |  | Methods of tests | 33646 | Current | 2025
33738 | IS 8362:2025 | IS 4027 (Part 5):2025 | Methods for Chemical Analysis of Bronzes Part 5 Determination of Tin by Iodimetric Method (second revision) | TEST_METHOD |  | Methods of tests | 33464 | Current | 2025
33738 | IS 8362:2025 | IS 4027 (Part 6):2025 | Methods for Chemical Analysis of Bronzes Part 6 Determination of Zinc by Complexometric EDTA Method (Second Revision) | TEST_METHOD |  | Methods of tests | 33733 | Current | 2025
33738 | IS 8362:2025 | IS 4027 (Part 7):2025 | Methods of Chemical Analysis of Bronzes Part 7 Determination of Antimony by Rhodamine B Spectrophotometric Method (Second Revision) | TEST_METHOD |  | Methods of tests | 33465 | Current | 2025
33738 | IS 8362:2025 | IS 4027 (Part 8):2025 | Methods for Chemical Analysis of Bronzes Part 8 Determination of Iron (Second Revision) | TEST_METHOD |  | Methods of tests | 33734 | Current | 2025
33738 | IS 8362:2025 | IS 4027 (Part 9):2025 | Methods for Chemical Analysis of Bronzes Part 9 Determination of Aluminium by Atomic Absorption Spectrometric Method (Second Revision) | TEST_METHOD |  | Methods of tests | 33466 | Current | 2025
33738 | IS 8362:2025 | IS 440:2025 | Methods of Chemical Analysis of Copper (Second Revision) | TEST_METHOD |  | Methods of tests | 33796 | Current | 2025
33738 | IS 8362:2025 | IS 18215:2023 | Stainless Steel Neti Pot Specification | COMPONENT_PRODUCT |  | Product Specification | 28918 | Draft/Formulation | 2023
33743 | IS/IEC 60127 (Part 6):2023 | IS 15382 (Part 1):2022 | Insulation Coordination for Equipment Within Low-Voltage Systems Part 1 Principles Requirements and Tests | TEST_METHOD |  | Methods of tests | 27721 | Current | 2022
33743 | IS/IEC 60127 (Part 6):2023 | IS 1885 (Part 17):2024 | Electrotechnical Vocabulary Part 17 Switchgear and Control Gear (Second Revision) | TERMINOLOGY |  | Terminology | 31061 | Current | 2024
33743 | IS/IEC 60127 (Part 6):2023 | IS 1885 (Part 84):2022 | Electrotechnical Vocabulary Part 84 Terminology Concerning Fire Tests for Electrotechnical Products (Third Revision) | TERMINOLOGY |  | Terminology | 27545 | Current | 2022
33743 | IS/IEC 60127 (Part 6):2023 | IS 8504 (Part 1):2012 | Electrical insulating materials - Thermal endurance properties: Part 1 ageing procedures and evaluation of test results (Second Revision) | TEST_METHOD |  | Methods of tests | 15674 | Current | 2012
33743 | IS/IEC 60127 (Part 6):2023 | IS 9000 (Part 7/Sec 1):2018 | Basic environmental testing procedures for electronic and electrical items: Part 7 impact test: Sec 1 shock (Test Ea) (Second Revision) | TEST_METHOD |  | Methods of tests | 16233 | Current | 2018
33743 | IS/IEC 60127 (Part 6):2023 | IS 9000 (Part 7/Sec 7):2020 | Environmental Testing Part 7 Tests Section 7 Test Eh: Hammer tests ( First Revision ) | TEST_METHOD |  | Methods of tests | 16235 | Current | 2020
33743 | IS/IEC 60127 (Part 6):2023 | IS/IEC 60127 (Part 1):2023 | Miniature Fuses Part 1 Definitions for Miniature Fuses and General Requirements for Miniature Fuse-Links (Second Revision) | COMPONENT_PRODUCT |  | Product Specification | 32856 | Current | 2023
33743 | IS/IEC 60127 (Part 6):2023 | IS/IEC 60127 (Part 2):2014 | Miniature fuses Part 2 Cartridge fuse-links (Second Revision) | COMPONENT_PRODUCT |  | Product Specification | 33187 | Current | 2014
33743 | IS/IEC 60127 (Part 6):2023 | IS/IEC 60529:2001 | Degrees of protection provided by enclosures (IP Code) | INSTALLATION_CODE |  | Code of Practice | 20971 | Draft/Formulation | 2001
33743 | IS/IEC 60127 (Part 6):2023 | IS/IEC 60695 (Part 2/Sec 12):2021 | Fire Hazard Testing Part 2: Glowinghot-wire based test methods Section 12: Glow-wire flammability index GWFI Test method for materials | TEST_METHOD |  | Methods of tests | 28702 | Current | 2021
33743 | IS/IEC 60127 (Part 6):2023 | IS/IEC 60695 (Part 2/Sec 13):2021 | Fire Hazard Testing Part 2 GlowingHot wire based test methods Section 13 Glow-wire ignition temperature GWIT test method for materials | TEST_METHOD |  | Methods of tests | 27371 | Current | 2021
33743 | IS/IEC 60127 (Part 6):2023 | IS/IEC 60695 (Part 11/Sec 5):2016 | Fire Hazard Testing Part 11 Test Flames Section 5 Needle - Flame test method - Apparatus, confirmatory test arrangement and guidance ( First Revision ) | TEST_METHOD |  | Methods of tests | 25151 | Draft/Formulation | 2016
33743 | IS/IEC 60127 (Part 6):2023 | IS/IEC 60068 (Part 1):2013 | Environmental Testing Part 1 General and Guidance | TEST_METHOD |  | Methods of tests | 27145 | Draft/Formulation | 2013
33743 | IS/IEC 60127 (Part 6):2023 | IS/IEC 60068 (Part 2/Sec 47):2005 | Environmental Testing Part 2 Tests Section 47 Mounting of specimens for vibration impact and similar dynamic tests | TEST_METHOD |  | Methods of tests | 27366 | Draft/Formulation | 2005
33743 | IS/IEC 60127 (Part 6):2023 | IS/IEC 60068 (Part 2/Sec 6):2007 | Environmental Testing Part 2 Tests Section 6 Test Fc: Vibration sinusoidal | TEST_METHOD |  | Methods of tests | 27453 | Draft/Formulation | 2007
33743 | IS/IEC 60127 (Part 6):2023 | IS/IEC 60068 (Part 2/Sec 20):2021 | Environmental testing Part 2 Tests Section 20 Tests Ta and Tb: Test methods for solderability and resistance to soldering heat of devices with leads | TEST_METHOD |  | Methods of tests | 28719 | Draft/Formulation | 2021
33743 | IS/IEC 60127 (Part 6):2023 | IS 1984 (Part 1):2023 | Injection containers and accessories Part 1 Injection vials made of glass tubing (First Revision) | TEST_METHOD |  | Methods of tests | 29916 | Draft/Formulation | 2023
33743 | IS/IEC 60127 (Part 6):2023 | IS 60127 (Part 3):2015 | Miniature Fuses Part 3 Sub-Miniature Fuse-Links | COMPONENT_PRODUCT |  | Product Specification | 33191 | Draft/Formulation | 2015
33743 | IS/IEC 60127 (Part 6):2023 | IS/IEC 60068 (Part 2/Sec 21):2021 | Environmental Testing Part 2: Tests Section 21: Test U: Robustness of Terminations and Integral Mounting Devices Superseding IS 9000 Part 19Section 1 to 5:1986 | TEST_METHOD |  | Methods of tests | 33912 | Draft/Formulation | 2021
33743 | IS/IEC 60127 (Part 6):2023 | IEC 61210:2010 | Connecting devices — Flat quick-connect terminations for electrical copper conductors — Safety requirements | SAFETY_STANDARD |  |  |  | NOT_IN_INDEX
33743 | IS/IEC 60127 (Part 6):2023 | IEC 60999 (Part-1):1999 | Connecting devices - Electrical copper conductors - Safety requirements for screw-type and screwless-type clamping units - Part 1: General requirements and particular requirements for clamping units f | SAFETY_STANDARD |  |  |  | NOT_IN_INDEX
33743 | IS/IEC 60127 (Part 6):2023 | IEC 60050 (Part-581):2008 | International Electrotechnical Vocabulary (IEV) - Part 581: Electromechanical components for electronic equipment | TERMINOLOGY |  |  |  | NOT_IN_INDEX
33788 | IS 17111:2025 | IS 1500 (Part 1):2019 | Metallic materials - Brinell hardness test: Part 1 test method (Fifth Revision) | TEST_METHOD |  | Methods of tests | 339 | Current | 2019
33788 | IS 17111:2025 | IS 3711:2020 | Steel and Steel Products — Location and Preparation of Samples and Test Pieces for Mechanical Testing ( Third Revision ) | TEST_METHOD |  | Methods of tests | 10312 | Current | 2020
33788 | IS 17111:2025 | IS 7598:1990 | Classification of steels (First Revision) | REFERENCED_UNKNOWN |  | Others | 14581 | Current | 1990
33788 | IS 17111:2025 | IS 10138:2010 | Macroscopic methods for determination of non-metallic inclusion content in wrought steels (Second Revision) | TEST_METHOD |  | Methods of tests | 21240 | Current | 2010
33788 | IS 17111:2025 | IS/ISO 14284:2022 | Steel and Iron - Sampling and preparation of samples for the determination of chemical composition (First Revision) | TEST_METHOD |  | Methods of tests | 33367 | Current | 2022
33788 | IS 17111:2025 | IS 1586 (Part 1):2025 | Metallic materials Rockwell hardness testPart 1: Test method (Sixth Revision) | TEST_METHOD |  | Methods of tests | 33732 | Current | 2025
33788 | IS 17111:2025 | IS 7071:2021 | Fibre ropes Determination of certain physical and mechanical properties | TEST_METHOD |  | Methods of tests | 26494 | Draft/Formulation | 2021
33788 | IS 17111:2025 | IS 3495 (Part 6):2022 | Methods of tests of burnt clay building bricks: Part 6 Determination of modulus of rupture | TEST_METHOD |  | Methods of tests | 27523 | Draft/Formulation | 2022
33788 | IS 17111:2025 | IS 17895:2023 | Dentistry Vocabulary | TERMINOLOGY |  | Terminology | 29638 | Draft/Formulation | 2023
33788 | IS 17111:2025 | IS/ISO/IEC 30118 (Part 5):2021 | Information technology Open Connectivity Foundation OCF Specification Part 5: OCF device specification | COMPONENT_PRODUCT |  | System Standard | 29640 | Draft/Formulation | 2021
33788 | IS 17111:2025 | ISO 4885:2018 |  | REFERENCED_UNKNOWN |  |  |  | NOT_IN_INDEX
33788 | IS 17111:2025 | ISO 23825:2020 |  | REFERENCED_UNKNOWN |  |  |  | NOT_IN_INDEX
33796 | IS 440:2025 | IS 1817:1961 | Methods of sampling non - Ferrous metals for chemical analysis | INSTALLATION_CODE |  | Code of Practice | 8222 | Draft/Formulation | 1961
33796 | IS 440:2025 | IS 191:2007 | Copper - Specification (Fourth Revision) | COMPONENT_PRODUCT |  | Product Specification | 8419 | Current | 2007
33796 | IS 440:2025 | IS 264:2005 | Nitric acid - Specification (Third Revision) | COMPONENT_PRODUCT |  | Product Specification | 9164 | Current | 2005
33796 | IS 440:2025 | IS 266:2025 | Sulphuric Acid - Specification (Fifth Revision) | COMPONENT_PRODUCT |  | Product Specification | 33949 | Current | 2025
33796 | IS 440:2025 | IS 323:2009 | Rectified spirit for industrial use - Specification (Second Revision) | COMPONENT_PRODUCT |  | Product Specification | 9790 | Current | 2009
33796 | IS 440:2025 | IS/IEC 60603 (Part 4):1987 | Connectors for frequencies below 3 MHz for use with printed boards Part 4: Two-part connectors for printed boards having contacts spaced at 1.91 mm ( 0.075 in )centres and staggered terminations at that same spacing | COMPONENT_PRODUCT |  | Product Specification | 26309 | Draft/Formulation | 1987
33796 | IS 440:2025 | IS 19297:2025 | Ships and Marine Technology Cyber Safety | SAFETY_STANDARD |  | Others | 33741 | Draft/Formulation | 2025
33878 | IS/IEC 60269 (Part 7):2021 | IS/ISO/IEC 17025:2017 | General requirements for the competence of testing and calibration laboratories (Second Revision) | TEST_METHOD |  | Others | 17679 | Current | 2017
33878 | IS/IEC 60269 (Part 7):2021 | IS/IEC 60269 (Part 1):2014 | Low-Voltage Fuses Part 1 General Requirements | COMPONENT_PRODUCT |  | Product Specification | 23624 | Draft/Formulation | 2014
33878 | IS/IEC 60269 (Part 7):2021 | IECEE OD- 5014:2016 | IEC system of conformity assessment schemes for electrotechnical equipment and components (IECEE System), committee of testing laboratories (CTL), instrument accuracy limit | TEST_METHOD |  |  |  | NOT_IN_INDEX
33879 | IS/IEC 62271 (Part 202):2022 | IS 13736 (Part 1):2018 | Classification of environmental conditions: Part 1 environmental parameters and their severities (First Revision) | INSTALLATION_CODE |  | Code of Practice | 5472 | Current | 2018
33879 | IS/IEC 62271 (Part 202):2022 | IS 13736 (Part 2/Sec 2):2018 | Classification of environmental conditions: Part 2 environmental conditions appearing in nature: Sec 2 precipitation and wind (First Revision) | INSTALLATION_CODE |  | Code of Practice | 5474 | Current | 2018
33879 | IS/IEC 62271 (Part 202):2022 | IS 1885 (Part 32):2019 | Electrotechnical Vocabulary Part 32 Electric Cables ( Second Revision ) | TERMINOLOGY |  | Terminology | 8311 | Current | 2019
33879 | IS/IEC 62271 (Part 202):2022 | IS 2026 (Part 1):2011 | Power transformers: Part 1 general (Second Revision) | COMPONENT_PRODUCT |  | Product Specification | 8555 | Current | 2011
33879 | IS/IEC 62271 (Part 202):2022 | IS 2026 (Part 2):2010 | Power transformers: Part 2 temperature - Rise (First Revision) | TEST_METHOD |  | Methods of tests | 8556 | Current | 2010
33879 | IS/IEC 62271 (Part 202):2022 | IS 2026 (Part 5):2011 | Power transformers: Part 5 ability to with stand short circuit (First Revision) | TEST_METHOD |  | Methods of tests | 8559 | Current | 2011
33879 | IS/IEC 62271 (Part 202):2022 | IS 3808:1979 | Method of test for non-combustibility of building materials (First Revision) | TEST_METHOD |  | Methods of tests | 10397 | Current | 1979
33879 | IS/IEC 62271 (Part 202):2022 | IS/IEC 62271 (Part 201):2014 | High-Voltage Switchgear and Controlgear Part 201 ac Solid-Insulation Enclosed Switchgear and Controlgear for Rated Voltages Above 1 kV up to and Including 52 kV ( First Revision ) | COMPONENT_PRODUCT |  | Product Specification | 20856 | Current | 2014
33879 | IS/IEC 62271 (Part 202):2022 | IS/IEC 60529:2001 | Degrees of protection provided by enclosures (IP Code) | INSTALLATION_CODE |  | Code of Practice | 20971 | Draft/Formulation | 2001
33879 | IS/IEC 62271 (Part 202):2022 | IS 2026 (Part 10):2025 | Power transformers: Part 10 determination of sound levels ( First Revision ) | TEST_METHOD |  | Methods of tests | 32746 | Current | 2025
33879 | IS/IEC 62271 (Part 202):2022 | IS 2026 (Part 7):2009 | Power transformers: Part 7 loading guide for oil - Immersed power transformers | INSTALLATION_CODE |  | Code of Practice | 21211 | Current | 2009
33879 | IS/IEC 62271 (Part 202):2022 | IS 1586 (Part 1):2025 | Metallic materials Rockwell hardness testPart 1: Test method (Sixth Revision) | TEST_METHOD |  | Methods of tests | 33732 | Current | 2025
33879 | IS/IEC 62271 (Part 202):2022 | IS/IEC 61439 (Part 0):2014 | Low-Voltage Switchgear and Controlgear Assemblies Part 0 Guidance to Specifying Assemblies | REFERENCED_UNKNOWN |  | Others | 21885 | Draft/Formulation | 2014
33879 | IS/IEC 62271 (Part 202):2022 | IS 16683 (Part 1):2018 | Selection and Dimensioning of High-Voltage Insulators Intended for Use in Polluted Conditions Part 1 Definitions, Information and General Principles | TERMINOLOGY |  | Dimensions | 22850 | Draft/Formulation | 2018
33879 | IS/IEC 62271 (Part 202):2022 | IS 2026 (Part 12):2018 | Power transformers: Part 12 loading guide for dry - Type power transformers | INSTALLATION_CODE |  | Code of Practice | 22898 | Draft/Formulation | 2018
33879 | IS/IEC 62271 (Part 202):2022 | IS 1060 (Part 5/Sec 13):2021 | IS 1060 Part 5Sec 13 ISO 5636-4 : 2013PAPER AND BOARD -- DETERMINATION OF AIR PERMEANCE AND AIR RESISTANCE MEDIUM RANGE --PART 5 METHOD OF TEST FOR PAPER AND BOARD SECTION 13 SHEFFIELD METHOD | TEST_METHOD |  | Methods of tests | 26581 | Draft/Formulation | 2021
33879 | IS/IEC 62271 (Part 202):2022 | IS 17884 (Part 1):2024 | Small craft - Stability and buoyancy assessment and categorization Part 1: Non-sailing boats of hull length greater than or equal to 6 m | SAFETY_STANDARD |  | Safety Standard | 31396 | Current | 2024
33879 | IS/IEC 62271 (Part 202):2022 | IS 17936:2026 | Fine Ceramics Advanced Ceramics Advanced Technical Ceramics Vocabulary First Revision | TERMINOLOGY |  | Terminology | 65949 | Current | 2026
33879 | IS/IEC 62271 (Part 202):2022 | IS/ISO/IEC 14443 (Part 1):2022 | Cards and security devices for personal identification Contactless proximity objects Part 1: Physical characteristics | REFERENCED_UNKNOWN |  | Others | 28109 | Draft/Formulation | 2022
33879 | IS/IEC 62271 (Part 202):2022 | IS/ISO 22392:2020 | Security and resilience Community resilience Guidelines for conducting peer reviews | REFERENCED_UNKNOWN |  | System Standard | 29771 | Draft/Formulation | 2020
33879 | IS/IEC 62271 (Part 202):2022 | IS 14980 (Part 3):2024 | Agricultural tractors front-mounted equipment Part 3 power take-off- General specifications and locations | COMPONENT_PRODUCT |  | Product Specification | 30724 | Draft/Formulation | 2024
33879 | IS/IEC 62271 (Part 202):2022 | IS 18995 (Part 4):2025 | Dental Rotary Instruments - Cutters Part 4 Miniature Carbide Laboratory Cutters | COMPONENT_PRODUCT |  | Product Specification | 33232 | Draft/Formulation | 2025
33879 | IS/IEC 62271 (Part 202):2022 | IS 19336:2025 | CIRCULAR ECONOMY - VOCABULARY, PRINCIPLES, AND GUIDANCE FOR IMPLEMENTATION | TERMINOLOGY |  | Terminology | 34030 | Draft/Formulation | 2025
33879 | IS/IEC 62271 (Part 202):2022 | IEC 62271 (Part 212):2016 |  | REFERENCED_UNKNOWN |  |  |  | NOT_IN_INDEX
33879 | IS/IEC 62271 (Part 202):2022 | IEC 61180 (Part 1):1992 |  | REFERENCED_UNKNOWN |  |  |  | NOT_IN_INDEX
33879 | IS/IEC 62271 (Part 202):2022 | IEC 10025 (Part 2):2019 |  | REFERENCED_UNKNOWN |  |  |  | NOT_IN_INDEX
33880 | IS/IEC 62271 (Part 207):2023 | IS/ISO 2041:2018 | Mechanical Vibration, Shock and Condition Monitoring — Vocabulary ( First Revision ) | TERMINOLOGY |  | Terminology | 310 | Current | 2018
33880 | IS/IEC 62271 (Part 207):2023 | IS/IEC 62271 (Part 201):2014 | High-Voltage Switchgear and Controlgear Part 201 ac Solid-Insulation Enclosed Switchgear and Controlgear for Rated Voltages Above 1 kV up to and Including 52 kV ( First Revision ) | COMPONENT_PRODUCT |  | Product Specification | 20856 | Current | 2014
33880 | IS/IEC 62271 (Part 207):2023 | IS 15086 (Part 4):2017 | Surge arresters: Part 4 metal - Oxide surge arresters without gaps for A.C. systems | COMPONENT_PRODUCT |  | Product Specification | 22458 | Draft/Formulation | 2017
33880 | IS/IEC 62271 (Part 207):2023 | IEC 60068 (Part 2/Sec 47) |  | REFERENCED_UNKNOWN |  |  |  | NOT_IN_INDEX
33880 | IS/IEC 62271 (Part 207):2023 | IEC 60068 (Part 2/Sec 57):2013 |  | REFERENCED_UNKNOWN |  |  |  | NOT_IN_INDEX
33880 | IS/IEC 62271 (Part 207):2023 | IEC 60068 (Part 3/Sec 3):2019 |  | REFERENCED_UNKNOWN |  |  |  | NOT_IN_INDEX
33906 | IS 16103 (Part 1):2025 | IS 1401:2008 | Protection of persons and equipment by enclosures - Probes for verification (Second Revision) | COMPONENT_PRODUCT |  | Product Specification | 5836 | Current | 2008
33906 | IS 16103 (Part 1):2025 | IS 15885 (Part 1):2011 | Safety of lamp controlgear: Part 1 general requirements | COMPONENT_PRODUCT |  | Product Specification | 21223 | Draft/Formulation | 2011
33906 | IS 16103 (Part 1):2025 | IS 16101:2012 | General lighting - Leds and led modules - Terms and definitions | TERMINOLOGY |  | Terminology | 21450 | Draft/Formulation | 2012
33906 | IS 16103 (Part 1):2025 | IS 16108:2012 | Photobiological safety of lamps and lamp systems | SAFETY_STANDARD |  | Others | 21456 | Draft/Formulation | 2012
33906 | IS 16103 (Part 1):2025 | IS 16661:2019 | Application of IS 16108/IEC 62471 for the assessment of blue light hazard to light sources and luminaires | SAFETY_STANDARD |  | Safety Standard | 23939 | Draft/Formulation | 2019
33906 | IS 16103 (Part 1):2025 | IS 17550 (Part 1):2024 | Household Refrigerating Appliances - Characteristics and Test Methods Part 1 General Requirements (First Revision) | COMPONENT_PRODUCT |  | Product Specification | 32441 | Current | 2024
33906 | IS 16103 (Part 1):2025 | IS 18542:2024 | Textiles Quantitative chemical analysis - Mixtures of cellulose fibres and asbestos method by heating | TEST_METHOD |  | Methods of tests | 30530 | Draft/Formulation | 2024
33906 | IS 16103 (Part 1):2025 | ISO 7089:2000 |  | REFERENCED_UNKNOWN |  |  |  | NOT_IN_INDEX
33907 | IS 16103 (Part 2):2025 | IS 14700 (Part 3/Sec 2):2020 | Electromagnetic Compatibility (EMC) Part 3 Limits Section 2 Limits for harmonic current emissions ( equipment input current ? 16 A per phase ) ( Third Revision ) | TEST_METHOD |  | Methods of tests | 6636 | Current | 2020
33907 | IS 16103 (Part 2):2025 | IS 14700 (Part 4/Sec 7):2017 | Electromagnetic compatibility (EMC): Part 4 testing and measurement techniques: Sec 7 general guide on harmonic and interharmonics measurements and instrumentation, for power supply systems and equipment eonnected thereto (First Revision) | TEST_METHOD |  | Methods of tests | 6647 | Current | 2017
33907 | IS 16103 (Part 2):2025 | IS 15885 (Part 2/Sec 13):2012 | Safety of lamp controlgear: Part 2 particular requirements: Sec 13 d.c. or a.c. supplied electronic controlgear for led modules | COMPONENT_PRODUCT |  | Product Specification | 21449 | Draft/Formulation | 2012
33907 | IS 16103 (Part 2):2025 | IS 16101:2012 | General lighting - Leds and led modules - Terms and definitions | TERMINOLOGY |  | Terminology | 21450 | Draft/Formulation | 2012
33907 | IS 16103 (Part 2):2025 | IS 16103 (Part 1):2025 | LED Modules for General Lighting Part 1 Safety Specifications (First Revision) | COMPONENT_PRODUCT |  | Product Specification | 33906 | Current | 2025
33907 | IS 16103 (Part 2):2025 | IS/IEC/TR 61341:2010 | Method of Measurement of Centre Beam Intensity and Beam Angle(S) of Reflector Lamps | TEST_METHOD |  | Methods of tests | 24963 | Draft/Formulation | 2010
33907 | IS 16103 (Part 2):2025 | IEC 60050 (Part 845):1987 |  | REFERENCED_UNKNOWN |  |  |  | NOT_IN_INDEX
33907 | IS 16103 (Part 2):2025 | IEC 60081 |  | REFERENCED_UNKNOWN |  |  |  | NOT_IN_INDEX
33907 | IS 16103 (Part 2):2025 | CIE 13 (Part 3):1995 |  | REFERENCED_UNKNOWN |  |  |  | NOT_IN_INDEX
33907 | IS 16103 (Part 2):2025 | CIE 177:2007 |  | REFERENCED_UNKNOWN |  |  |  | NOT_IN_INDEX
33994 | IS 3097:2025 | IS 13745:2020 | Method for Determination of Formaldehyde Content in Wood-Based Panels by Extraction Method Called Perforator Method ( First Revision ) | TEST_METHOD |  | Methods of tests | 5509 | Current | 2020
33994 | IS 3097:2025 | IS 4905:2015 | Random sampling and randomization procedures (First Revision) | TEST_METHOD |  | Others | 11627 | Current | 2015
33994 | IS 3097:2025 | IS 707:2011 | Timber Technology and Utilization of Wood, Bamboo and Cane - Glossary of Terms (Third Revision) | TERMINOLOGY |  | Terminology | 13981 | Current | 2011
33994 | IS 3097:2025 | IS 2380 (Part 1 to 21):1977 | Methods of Test for Wood Particle Boards and Boards from Other Lignocellulosic Materials | TEST_METHOD |  | Methods of tests | 18825 | Current | 1977
33994 | IS 3097:2025 | IS/ISO 12460-1:2007 | Wood based panels - Determination of formaldehyde release: Part 1 formaldehyde emission by the 1 - Cubic - Metre chamber method | TEST_METHOD |  | Methods of tests | 21769 | Draft/Formulation | 2007
33994 | IS 3097:2025 | IS 17830:2022 | Sensory analysis Methodology Ranking | TEST_METHOD |  | Methods of tests | 27046 | Draft/Formulation | 2022
33994 | IS 3097:2025 | IS 19026 (Part 2):2023 | ROAD VEHICLES - LIQUEFIED NATURAL GAS (LNG) FUEL SYSTEM COMPONENTS - PART 2: PERFORMANCE AND GENERAL TEST METHODS | TEST_METHOD |  | Methods of tests | 30111 | Draft/Formulation | 2023
33994 | IS 3097:2025 | IS/IEC 60512 (Part 2/Sec 6):2002 | Connectors for electronic equipment Part 2 Tests and measurements Section 6: Electrical continuity and contact resistance tests Test 2f: Housing shell electrical continuity | INSTALLATION_CODE |  | Code of Practice | 31955 | Draft/Formulation | 2002
33999 | IS 12406:2025 | IS 13745:2020 | Method for Determination of Formaldehyde Content in Wood-Based Panels by Extraction Method Called Perforator Method ( First Revision ) | TEST_METHOD |  | Methods of tests | 5509 | Current | 2020
33999 | IS 12406:2025 | IS 1658:2006 | Fibre hardboards - Specification (Third Revision) | COMPONENT_PRODUCT |  | Product Specification | 8081 | Current | 2006
33999 | IS 12406:2025 | IS 3348:1965 | Specification For Fibre Insulation Boards | COMPONENT_PRODUCT |  | Product Specification | 9946 | Draft/Formulation | 1965
33999 | IS 12406:2025 | IS 4905:2015 | Random sampling and randomization procedures (First Revision) | TEST_METHOD |  | Others | 11627 | Current | 2015
33999 | IS 12406:2025 | IS 707:2011 | Timber Technology and Utilization of Wood, Bamboo and Cane - Glossary of Terms (Third Revision) | TERMINOLOGY |  | Terminology | 13981 | Current | 2011
33999 | IS 12406:2025 | IS 7638:1999 | Wood/Lignocellulosic Based Panel Products - Methods of Sampling | TEST_METHOD |  | Methods of tests | 14628 | Current | 1999
33999 | IS 12406:2025 | IS 2380 (Part 1 to 21):1977 | Methods of Test for Wood Particle Boards and Boards from Other Lignocellulosic Materials | TEST_METHOD |  | Methods of tests | 18825 | Current | 1977
33999 | IS 12406:2025 | IS/ISO 12460-1:2007 | Wood based panels - Determination of formaldehyde release: Part 1 formaldehyde emission by the 1 - Cubic - Metre chamber method | TEST_METHOD |  | Methods of tests | 21769 | Draft/Formulation | 2007
33999 | IS 12406:2025 | IS 18281:2023 | Electromagnetic Examination of Ferromagnetic Steel Wire Rope Used in Mines — Code of Practice | TEST_METHOD |  | Methods of tests | 30478 | Draft/Formulation | 2023
34001 | IS 12823:2025 | IS 1500 (Part 4):2019 | Metallic materials - Brinell hardness test: Part 4 table of hardness values (Fifth Revision) | TEST_METHOD |  | Methods of tests | 342 | Current | 2019
34001 | IS 12823:2025 | IS 13745:2020 | Method for Determination of Formaldehyde Content in Wood-Based Panels by Extraction Method Called Perforator Method ( First Revision ) | TEST_METHOD |  | Methods of tests | 5509 | Current | 2020
34001 | IS 12823:2025 | IS 4905:2015 | Random sampling and randomization procedures (First Revision) | TEST_METHOD |  | Others | 11627 | Current | 2015
34001 | IS 12823:2025 | IS 707:2011 | Timber Technology and Utilization of Wood, Bamboo and Cane - Glossary of Terms (Third Revision) | TERMINOLOGY |  | Terminology | 13981 | Current | 2011
34001 | IS 12823:2025 | IS 2380 (Part 1 to 21):1977 | Methods of Test for Wood Particle Boards and Boards from Other Lignocellulosic Materials | TEST_METHOD |  | Methods of tests | 18825 | Current | 1977
34001 | IS 12823:2025 | IS/ISO 12460-1:2007 | Wood based panels - Determination of formaldehyde release: Part 1 formaldehyde emission by the 1 - Cubic - Metre chamber method | TEST_METHOD |  | Methods of tests | 21769 | Draft/Formulation | 2007
34001 | IS 12823:2025 | IS 17830:2022 | Sensory analysis Methodology Ranking | TEST_METHOD |  | Methods of tests | 27046 | Draft/Formulation | 2022
34001 | IS 12823:2025 | IS/ISO 14960 (Part 2):2014 | TUBELESS TYRES VALVES AND COMPONENTS PART 2: CLAMP-IN TUBELESS TYRE VALVE-TEST METHOD | SAFETY_STANDARD |  | Safety Standard | 30110 | Draft/Formulation | 2024
34001 | IS 12823:2025 | IS/IEC 60512 (Part 2/Sec 6):2002 | Connectors for electronic equipment Part 2 Tests and measurements Section 6: Electrical continuity and contact resistance tests Test 2f: Housing shell electrical continuity | INSTALLATION_CODE |  | Code of Practice | 31955 | Draft/Formulation | 2002
34002 | IS 14587:2025 | IS 1500 (Part 1):2019 | Metallic materials - Brinell hardness test: Part 1 test method (Fifth Revision) | TEST_METHOD |  | Methods of tests | 339 | Current | 2019
34002 | IS 14587:2025 | IS 13745:2020 | Method for Determination of Formaldehyde Content in Wood-Based Panels by Extraction Method Called Perforator Method ( First Revision ) | TEST_METHOD |  | Methods of tests | 5509 | Current | 2020
34002 | IS 14587:2025 | IS 4905:2015 | Random sampling and randomization procedures (First Revision) | TEST_METHOD |  | Others | 11627 | Current | 2015
34002 | IS 14587:2025 | IS 707:2011 | Timber Technology and Utilization of Wood, Bamboo and Cane - Glossary of Terms (Third Revision) | TERMINOLOGY |  | Terminology | 13981 | Current | 2011
34002 | IS 14587:2025 | IS 2380 (Part 1 to 21):1977 | Methods of Test for Wood Particle Boards and Boards from Other Lignocellulosic Materials | TEST_METHOD |  | Methods of tests | 18825 | Current | 1977
34002 | IS 14587:2025 | IS/ISO 12460-1:2007 | Wood based panels - Determination of formaldehyde release: Part 1 formaldehyde emission by the 1 - Cubic - Metre chamber method | TEST_METHOD |  | Methods of tests | 21769 | Draft/Formulation | 2007
34002 | IS 14587:2025 | IS/IEC 60512 (Part 2/Sec 6):2002 | Connectors for electronic equipment Part 2 Tests and measurements Section 6: Electrical continuity and contact resistance tests Test 2f: Housing shell electrical continuity | INSTALLATION_CODE |  | Code of Practice | 31955 | Draft/Formulation | 2002
34006 | IS 3087:2025 | IS 13745:2020 | Method for Determination of Formaldehyde Content in Wood-Based Panels by Extraction Method Called Perforator Method ( First Revision ) | TEST_METHOD |  | Methods of tests | 5509 | Current | 2020
34006 | IS 3087:2025 | IS 4905:2015 | Random sampling and randomization procedures (First Revision) | TEST_METHOD |  | Others | 11627 | Current | 2015
34006 | IS 3087:2025 | IS 707:2011 | Timber Technology and Utilization of Wood, Bamboo and Cane - Glossary of Terms (Third Revision) | TERMINOLOGY |  | Terminology | 13981 | Current | 2011
34006 | IS 3087:2025 | IS 7638:1999 | Wood/Lignocellulosic Based Panel Products - Methods of Sampling | TEST_METHOD |  | Methods of tests | 14628 | Current | 1999
34006 | IS 3087:2025 | IS 2380 (Part 1 to 21):1977 | Methods of Test for Wood Particle Boards and Boards from Other Lignocellulosic Materials | TEST_METHOD |  | Methods of tests | 18825 | Current | 1977
34006 | IS 3087:2025 | IS/ISO 12460-1:2007 | Wood based panels - Determination of formaldehyde release: Part 1 formaldehyde emission by the 1 - Cubic - Metre chamber method | TEST_METHOD |  | Methods of tests | 21769 | Draft/Formulation | 2007
34006 | IS 3087:2025 | IS 18281:2023 | Electromagnetic Examination of Ferromagnetic Steel Wire Rope Used in Mines — Code of Practice | TEST_METHOD |  | Methods of tests | 30478 | Draft/Formulation | 2023
34069 | IS 1077:2025 | IS 3495 (Part 1):2019 | Burnt Clay Building Bricks — Methods of Tests Part 1 Determination of Compressive Strength ( Fourth Revision ) | TEST_METHOD |  | Methods of tests | 24487 | Draft/Formulation | 2019
34069 | IS 1077:2025 | IS 3495 (Part 2):2019 | Burnt Clay Building Bricks — Methods of Tests Part 2 Determination of Water Absorption ( Fourth Revision ) | TEST_METHOD |  | Methods of tests | 24488 | Draft/Formulation | 2019
34069 | IS 1077:2025 | IS 3495 (Part 3):2019 | Burnt Clay Building Bricks — Methods of Tests Part 3 Determination of Efflorescence ( Fourth Revision ) | TEST_METHOD |  | Methods of tests | 24489 | Draft/Formulation | 2019
34069 | IS 1077:2025 | IS 3495 (Part 4):2019 | Burnt Clay Building Bricks — Methods of Tests Part 4 Determination of Warpage ( Fourth Revision ) | TEST_METHOD |  | Methods of tests | 24490 | Draft/Formulation | 2019
34069 | IS 1077:2025 | IS 16593 (Part 7):2022 | Arc welding equipment - Part 7 : Torches | COMPONENT_PRODUCT |  | Product Specification | 27181 | Draft/Formulation | 2022
34069 | IS 1077:2025 | IS 17985:2022 | Fine ceramics (advanced ceramics, advanced technical ceramics) - Silicon nitride materials for rolling bearing balls and rollers | COMPONENT_PRODUCT |  | Product Specification | 27988 | Draft/Formulation | 2022
34069 | IS 1077:2025 | IS/ISO 13408 (Part 1):2008 | Aseptic processing of health care products Part 1 General requirements | INSTALLATION_CODE |  | Code of Practice | 28173 | Draft/Formulation | 2008
34069 | IS 1077:2025 | IS 18388:2023 | AIR QUALITYMEASUREMENT OF STATIONARY SOURCE EMISSIONS REQUIRMENTS FOR MEASUREMENT SECTIONS AND SITES FOR THE MEASUREMNT OBJECTIVE PLAN AND REPORT | INSTALLATION_CODE |  | Code of Practice | 30156 | Draft/Formulation | 2023
34092 | IS/IEC 60691:2023 | IS 8504 (Part 6):2012 | Electrical insulating materials - Thermal endurance properties: Part 6 determination of relative thermal endurance index (RTE) of an insulating material | TEST_METHOD |  | Methods of tests | 584 | Draft/Formulation | 2012
34092 | IS/IEC 60691:2023 | IS 15382 (Part 1):2022 | Insulation Coordination for Equipment Within Low-Voltage Systems Part 1 Principles Requirements and Tests | TEST_METHOD |  | Methods of tests | 27721 | Current | 2022
34092 | IS/IEC 60691:2023 | IS 2824:2007 | Method for the determination of the proof and the comparative tracking indices of solid insulating materials (Second Revision) | TEST_METHOD |  | Others | 9353 | Current | 2007
34092 | IS/IEC 60691:2023 | IS 616:2017 | Audio, video and similar electronic apparatus - Safety requirements (Fifth Revision) | COMPONENT_PRODUCT |  | Product Specification | 12999 | Current | 2017
34092 | IS/IEC 60691:2023 | IS/IEC 60730 (Part 1):1999 | Automatic electrical controls for household and similar use : part 1 General Requirements | REFERENCED_UNKNOWN |  | Others | 20833 | Draft/Formulation | 1999
34092 | IS/IEC 60691:2023 | IS/IEC 60127 (Part 2):2014 | Miniature fuses Part 2 Cartridge fuse-links (Second Revision) | COMPONENT_PRODUCT |  | Product Specification | 33187 | Current | 2014
34092 | IS/IEC 60691:2023 | IS/IEC 60695 (Part 10/Sec 2):2014 | Fire hazard testing: Part 10 Abnormal heat: Sec 2 ball pressure test method | TEST_METHOD |  | Methods of tests | 24097 | Draft/Formulation | 2014
34092 | IS/IEC 60691:2023 | IS/IEC 60695 (Part 11/Sec 10):2013 | Fire hazard testing: Part 11 test flames :: Sec 10 50 w horizontal and vertical flame test methods | TEST_METHOD |  | Methods of tests | 24099 | Draft/Formulation | 2013
34092 | IS/IEC 60691:2023 | IS/IEC 60695 (Part 2/Sec 12):2021 | Fire Hazard Testing Part 2: Glowinghot-wire based test methods Section 12: Glow-wire flammability index GWFI Test method for materials | TEST_METHOD |  | Methods of tests | 28702 | Current | 2021
34092 | IS/IEC 60691:2023 | IS/IEC 60695 (Part 2/Sec 13):2021 | Fire Hazard Testing Part 2 GlowingHot wire based test methods Section 13 Glow-wire ignition temperature GWIT test method for materials | TEST_METHOD |  | Methods of tests | 27371 | Current | 2021
34092 | IS/IEC 60691:2023 | IEC 61210:2010 | Connecting devices — Flat quick-connect terminations for electrical copper conductors — Safety requirements | SAFETY_STANDARD |  |  |  | NOT_IN_INDEX
34147 | IS 15961:2025 | IS 1956 (Part 4):2013 | Glossary of terms relating to iron and steel: Part 4 flat products (Second Revision) | TERMINOLOGY |  | Terminology | 413 | Current | 2013
34147 | IS 15961:2025 | IS 12860:1989 | Metallic coating thickness by X-ray fluorescence technique method - Determination | TEST_METHOD |  | Methods of tests | 4318 | Draft/Formulation | 1989
34147 | IS 15961:2025 | IS/ISO 16163:2012 | Continuously hot - Dipped coated steel sheet products - Dimensional and shape tolerances (First Revision) | COMPONENT_PRODUCT |  | Dimensions | 17839 | Current | 2012
34147 | IS 15961:2025 | IS 513 (Part 1):2016 | Cold reduced carbon steel sheet and strip: Part 1 cold forming and drawing purpose (Sixth Revision) | COMPONENT_PRODUCT |  | Product Specification | 22379 | Current | 2016
34147 | IS 15961:2025 | IS 513 (Part 2):2016 | Cold reduced carbon steel sheet and strip: Part 2 high tensile and multi - Phase steel (Sixth Revision) | COMPONENT_PRODUCT |  | Product Specification | 22380 | Current | 2016
34147 | IS 15961:2025 | IS 18215:2023 | Stainless Steel Neti Pot Specification | COMPONENT_PRODUCT |  | Product Specification | 28918 | Draft/Formulation | 2023
34147 | IS 15961:2025 | IS 17895:2023 | Dentistry Vocabulary | TERMINOLOGY |  | Terminology | 29638 | Draft/Formulation | 2023
34147 | IS 15961:2025 | ISO 16163:2005 |  | REFERENCED_UNKNOWN |  |  |  | NOT_IN_INDEX
65698 | IS 3564:2025 | IS 4905:2015 | Random sampling and randomization procedures (First Revision) | TEST_METHOD |  | Others | 11627 | Current | 2015
65698 | IS 3564:2025 | IS 3614:2021 | Fire Doors and Doorsets - Specification (first revision) | COMPONENT_PRODUCT |  | Product Specification | 25803 | Draft/Formulation | 2021
65698 | IS 3564:2025 | IS 5528:2024 | Corrosion Tests in Artificial Atmospheres - Salt Spray Tests (second revision) | INSTALLATION_CODE |  | Code of Practice | 31268 | Current | 2024
65699 | IS 6315:2025 | IS 4905:2015 | Random sampling and randomization procedures (First Revision) | TEST_METHOD |  | Others | 11627 | Current | 2015
65699 | IS 6315:2025 | IS 3614:2021 | Fire Doors and Doorsets - Specification (first revision) | COMPONENT_PRODUCT |  | Product Specification | 25803 | Draft/Formulation | 2021
65699 | IS 6315:2025 | IS 5528:2024 | Corrosion Tests in Artificial Atmospheres - Salt Spray Tests (second revision) | INSTALLATION_CODE |  | Code of Practice | 31268 | Current | 2024
66494 | IS/IEC 61439 (Part 3):2024 | IEC 60364 (Part-8) (Sec-82):2022 | Low-voltage electrical installations – Part 8-82: Functional aspects – Prosumer's low-voltage electrical installations | INSTALLATION_CODE |  |  |  | NOT_IN_INDEX
66494 | IS/IEC 61439 (Part 3):2024 | IEC 60669 (Part-2) (Sec-4):2024 | Switches for household and similar fixed electrical installations – Part 2-4: Particular requirements – Isolating switches | INSTALLATION_CODE |  |  |  | NOT_IN_INDEX
66494 | IS/IEC 61439 (Part 3):2024 | IEC 62423:2009 | Type F and type B residual current operated circuit-breakers with and without integral overcurrent protection for household and similar uses | SAFETY_STANDARD |  |  |  | NOT_IN_INDEX
66494 | IS/IEC 61439 (Part 3):2024 | IEC 61009 (Part-2) (Sec-1):2024 | Residual current operated circuit-breakers with integral overcurrent protection for household and similar uses (RCBO's) - Part 2-1: Applicability of the general rules to RCBO's functionally independen | SAFETY_STANDARD |  |  |  | NOT_IN_INDEX
66494 | IS/IEC 61439 (Part 3):2024 | IEC 61009 (Part-2) (Sec-2):2024 | Residual current operated circuit-breakers with integral overcurrent protection for household and similar uses (RCBO's) - Part 2-2: Applicability of the general rules to RCBO's functionally dependent | SAFETY_STANDARD |  |  |  | NOT_IN_INDEX
66494 | IS/IEC 61439 (Part 3):2024 | IS 12640 (Part 1):2016 | Residual current operated circuitBreakers without integral overcurrent protection for household and similar uses (Rccbs): Part 1 general rules (Second Revision) | SAFETY_STANDARD |  |  | 31465 | Outdated edition cited | 2024
66494 | IS/IEC 61439 (Part 3):2024 | IS 12640 (Part 2):2016 | Residual current operated circuit - Breakers with integral overcurrent protection for household and similar uses (Rcbos): Part 2 general rules | COMPONENT_PRODUCT |  | Product Specification | 4056 | Current | 2016
66494 | IS/IEC 61439 (Part 3):2024 | IS 9000 (Part 7/Sec 7):2020 | Environmental Testing Part 7 Tests Section 7 Test Eh: Hammer tests ( First Revision ) | TEST_METHOD |  | Methods of tests | 16235 | Current | 2020
66494 | IS/IEC 61439 (Part 3):2024 | IS/IEC 60898 (Part 1):2015 | Electrical accessories - Circuit - Breakers for overcurrent protection for household and similar installations: Part 1 circuit - Breakers for a.c. operation (First Revision) | COMPONENT_PRODUCT |  | Product Specification | 20834 | Current | 2015
66494 | IS/IEC 61439 (Part 3):2024 | IS 12640 (Part 3):2018 | Residual Current Operated Circuit - Breakers Without Integral Overcurrent Protection for Household and Similar Uses ( RCCB's) Part 3 Applicability of the General Rule to RCCB 's Functionally Independent of Line Voltage | SAFETY_STANDARD |  | Safety Standard | 22968 | Draft/Formulation | 2018
66494 | IS/IEC 61439 (Part 3):2024 | IS 12640 (Part 4):2018 | Residual Current Operated Circuit Breakers Without Integral Overcurrent Protection for Household and Similar Uses (RCCB's) Part 4 Applicability of the General Rules to RCCB's Functionally Dependent on Line Voltage | COMPONENT_PRODUCT |  | Product Specification | 23611 | Draft/Formulation | 2018
66494 | IS/IEC 61439 (Part 3):2024 | IS/IEC 60269 (Part 3):2010 | Low-Voltage Fuses Part 3 Supplementary Requirements for Fuses for Use by Unskilled Persons ( Fuses Mainly for Household and Similar Applications ) — Examples of Standardized Systems of Fuses A to F | COMPONENT_PRODUCT |  | Product Specification | 23619 | Draft/Formulation | 2010
66494 | IS/IEC 61439 (Part 3):2024 | IS 17121:2019 | General requirements for arc fault detection devices | COMPONENT_PRODUCT |  | Product Specification | 24024 | Draft/Formulation | 2019
66494 | IS/IEC 61439 (Part 3):2024 | IS 17050:2023 | Degrees of protection provided by enclosures for electrical equipment against external mechanical impacts IK Code | SAFETY_STANDARD |  | Safety Standard | 29029 | Current | 2023
66494 | IS/IEC 61439 (Part 3):2024 | IS/IEC 60947 (Part 3):2020 | Low-Voltage Switchgear and Controlgear: Part 3 Switches Disconnectors Switch-Disconnectors and Fuse-Combination Units | COMPONENT_PRODUCT |  | Product Specification | 29445 | Current | 2020
66494 | IS/IEC 61439 (Part 3):2024 | IS/IEC 61439 (Part 1):2020 | Low-voltage switchgear and controlgear assemblies Part 1: General rules (First Revision) | SAFETY_STANDARD |  | Safety Standard | 29820 | Current | 2020
66495 | IS/IEC 61439 (Part 4):2024 | IEC 60349 (Part-7) (Sec-704):2015 | Low-voltage electrical installations − Part 7-704: Requirements for special installations or locations – Construction and demolition site installations | INSTALLATION_CODE |  |  |  | NOT_IN_INDEX
66495 | IS/IEC 61439 (Part 4):2024 | IEC 61558 (Part-2) (Sec-23):2024 | Safety of transformers, reactors, power supply units and combinations thereof – Part 2-23: Particular requirements and tests for transformers and power supply units for construction sites | SAFETY_STANDARD |  |  |  | NOT_IN_INDEX
66495 | IS/IEC 61439 (Part 4):2024 | IS 9000 (Part 7/Sec 1):2018 | Basic environmental testing procedures for electronic and electrical items: Part 7 impact test: Sec 1 shock (Test Ea) (Second Revision) | TEST_METHOD |  | Methods of tests | 16233 | Current | 2018
66495 | IS/IEC 61439 (Part 4):2024 | IS/IEC 60068 (Part 2/Sec 43):2003 | Environmental testing Part 2: Tests Test Kd Section 43: Hydrogen sulphide test for contacts and connections | TEST_METHOD |  | Methods of tests | 28060 | Draft/Formulation | 2003
66495 | IS/IEC 61439 (Part 4):2024 | IS/IEC 60068 (Part 2/Sec 42):2003 | Environmental testing - Part 2 Tests Section 42 Test Kc: Sulphur dioxide test for contacts and connections | TEST_METHOD |  | Methods of tests | 29526 | Draft/Formulation | 2003
66495 | IS/IEC 61439 (Part 4):2024 | IS/IEC 61439 (Part 1):2020 | Low-voltage switchgear and controlgear assemblies Part 1: General rules (First Revision) | SAFETY_STANDARD |  | Safety Standard | 29820 | Current | 2020
66502 | IS 17120:2026 | IEC 60068 (Part-2) (Sec-11):2021 | Environmental testing — Part 2-11: Tests — Test Ka: Salt mist | TEST_METHOD |  |  |  | NOT_IN_INDEX
66502 | IS 17120:2026 | IEC 60227 (Part-1):2024 | Polyvinyl chloride insulated cables of rated voltages up to and including 450/750 V - Part 1: General requirements | REFERENCED_UNKNOWN |  |  |  | NOT_IN_INDEX
66502 | IS 17120:2026 | IEC 60227 (Part-3):2024 | Polyvinyl chloride insulated cables of rated voltages up to and including 450/750 V - Part 3: Non-sheathed cables for fixed wiring | INSTALLATION_CODE |  |  |  | NOT_IN_INDEX
66502 | IS 17120:2026 | IEC 60227 (Part-4):2024 | Polyvinyl chloride insulated cables of rated voltages up to and including 450/750 V - Part 4: Sheathed cables for fixed wiring | INSTALLATION_CODE |  |  |  | NOT_IN_INDEX
66502 | IS 17120:2026 | IEC 60227 (Part-5):2024 | Polyvinyl chloride insulated cables of rated voltages up to and including 450/750 V - Part 5: Flexible cables (cords) | REFERENCED_UNKNOWN |  |  |  | NOT_IN_INDEX
66502 | IS 17120:2026 | IEC 60227 (Part-6):2001 | Polyvinyl chloride insulated cables of rated voltages up to and including 450/750 V - Part 6: Lift cables and cables for flexible connections | REFERENCED_UNKNOWN |  |  |  | NOT_IN_INDEX
66502 | IS 17120:2026 | IEC 60227 (Part-7):2026 | Polyvinyl chloride insulated cables of rated voltages up to and including 450/750 V - Part 7: Flexible cables screened and unscreened with two or more conductors and of rated voltages up to and includ | REFERENCED_UNKNOWN |  |  |  | NOT_IN_INDEX
66502 | IS 17120:2026 | IEC 60245 (Part-1):2026 | Rubber insulated cables - Rated voltages up to and including 450/750 V - Part 1: General requirements | REFERENCED_UNKNOWN |  |  |  | NOT_IN_INDEX
66502 | IS 17120:2026 | IEC 60245 (Part-3):2026 | Rubber insulated cables - Rated voltages up to and including 450/750 V - Part 3: Heat resistant silicone insulated cables | REFERENCED_UNKNOWN |  |  |  | NOT_IN_INDEX
66502 | IS 17120:2026 | IEC 60245 (Part-4):2026 | Rubber insulated cables - Rated voltages up to and including 450/750 V - Part 4: Cords and flexible cables | REFERENCED_UNKNOWN |  |  |  | NOT_IN_INDEX
66502 | IS 17120:2026 | IEC 60245 (Part-6):2026 | Rubber insulated cables - Rated voltages up to and including 450/750 V - Part 6: Arc welding electrode cables | REFERENCED_UNKNOWN |  |  |  | NOT_IN_INDEX
66502 | IS 17120:2026 | IEC 60245 (Part-7):2026 | Rubber insulated cables - Rated voltages up to and including 450/750 V - Part 7: Heat resistant ethylene-vinyl acetate rubber insulated cables | REFERENCED_UNKNOWN |  |  |  | NOT_IN_INDEX
66502 | IS 17120:2026 | IEC 60364 (Part-4) (Sec-44):2024 | Low-voltage electrical installations — Part 4-44: Protection for safety — Protection against voltage disturbances and electromagnetic disturbances | INSTALLATION_CODE |  |  |  | NOT_IN_INDEX
66502 | IS 17120:2026 | IEC 60384 (Part-14):2023 | Fixed capacitors for use in electronic equipment —Part 14: Sectional specification — Fixed capacitors for electromagnetic interference suppression and connection to the supply mains | COMPONENT_PRODUCT |  |  |  | NOT_IN_INDEX
66502 | IS 17120:2026 | IEC 60417:2026 | Graphical symbols for use on equipment (available at https://www.graphicalsymbols.info/equipment) | REFERENCED_UNKNOWN |  |  |  | NOT_IN_INDEX
66502 | IS 17120:2026 | IEC 60884 (Part-1):2022 | Plugs and socket-outlets for household and similar purposes — Part 1: General requirements | REFERENCED_UNKNOWN |  |  |  | NOT_IN_INDEX
66502 | IS 17120:2026 | IEC 60068 (Part-2):2026 | Environmental testing — Part 2-64: Tests — Test Fh: Vibration, broadband random and guidance | TEST_METHOD |  |  |  | NOT_IN_INDEX
66502 | IS 17120:2026 | IEC 61540:2023 | Portable residual current devices (PRCDs) without integral overcurrent protection for household and similar use | SAFETY_STANDARD |  |  |  | NOT_IN_INDEX
66502 | IS 17120:2026 | IEC 62893 (Part-3):2017 | Charging cables for electric vehicles for rated voltages up to and including 0,6/1 kV — Part 3: Cables for AC charging according to modes 1, 2 and 3 of IEC 61851-1 of rated voltages up to and includin | REFERENCED_UNKNOWN |  |  |  | NOT_IN_INDEX
66502 | IS 17120:2026 | ISO 2409:2020 | Paints and varnishes — Cross-cut test | REFERENCED_UNKNOWN |  |  |  | NOT_IN_INDEX
66502 | IS 17120:2026 | ISO 4628 (Part-3):2016 | Paints and varnishes — Evaluation of degradation of coatings — Designation of quantity and size of defects, and of intensity of uniform changes in appearance — Part 3: Assessment of degree of rusting | REFERENCED_UNKNOWN |  |  |  | NOT_IN_INDEX
66502 | IS 17120:2026 | ISO 16750:2023 | Road vehicles — Environmental conditions and testing for electrical and electronic equipment — Part 5: Chemical loads | TEST_METHOD |  |  |  | NOT_IN_INDEX
66502 | IS 17120:2026 | ISO 17409:2020 | Electrically propelled road vehicles — Conductive power transfer — Safety requirements | SAFETY_STANDARD |  |  |  | NOT_IN_INDEX
66502 | IS 17120:2026 | IEC 61851 (Part-1):2017 | Electric vehicle conductive charging system — Part 1: General requirements | REFERENCED_UNKNOWN |  |  |  | NOT_IN_INDEX
66502 | IS 17120:2026 | IEC 62196 (Part-1):2025 | Plugs, socket-outlets, vehicle connectors and vehicle inlets - Conductive charging of electric vehicles - Part 1: General requirements | REFERENCED_UNKNOWN |  |  |  | NOT_IN_INDEX
66502 | IS 17120:2026 | IEC 62196 (Part-2):2025 | Plugs, socket-outlets, vehicle connectors and vehicle inlets - Conductive charging of electric vehicles - Part 2: Dimensional compatibility requirements for AC pin and contact-tube accessories | REFERENCED_UNKNOWN |  |  |  | NOT_IN_INDEX
66502 | IS 17120:2026 | IEC 62196 (Part-3):2026 | Plugs, socket-outlets, vehicle connectors and vehicle inlets - Conductive charging of electric vehicles - Part 3: Dimensional compatibility requirements for DC and AC/DC pin and contact-tube vehicle c | REFERENCED_UNKNOWN |  |  |  | NOT_IN_INDEX
66502 | IS 17120:2026 | IEC 62196 (Part-4):2022 | Plugs, socket-outlets, vehicle connectors and vehicle inlets - Conductive charging of electric vehicles - Part 4: Dimensional compatibility and interchangeability requirements for DC pin and contact-t | REFERENCED_UNKNOWN |  |  |  | NOT_IN_INDEX
66502 | IS 17120:2026 | IEC 62196 (Part-5):2022 | Plugs, socket-outlets, vehicle connectors and vehicle inlets - Conductive charging of electric vehicles - Part 6: Dimensional compatibility requirements for DC pin and contact-tube vehicle couplers in | REFERENCED_UNKNOWN |  |  |  | NOT_IN_INDEX
66502 | IS 17120:2026 | ISO 179 (Part-1):2026 | Plastics — Determination of Charpy impact properties Part 1: Non-instrumented impact test | TEST_METHOD |  |  |  | NOT_IN_INDEX
66502 | IS 17120:2026 | ISO 179 (Part-2):2020 | Plastics — Determination of Charpy impact properties Part 2: Instrumented impact test | TEST_METHOD |  |  |  | NOT_IN_INDEX
66502 | IS 17120:2026 | IS 14700 (Part 4/Sec 2):2018 | Electromagnetic compatibility (EMC): Part 4 testing and measurement techniques: Sec 2 electrostatic discharge immunity test (Second Revision) | TEST_METHOD |  | Methods of tests | 6643 | Current | 2018
66502 | IS 17120:2026 | IS 14700 (Part 4/Sec 4):2018 | Electromagnetic compatibility (EMC): Part 4 testing and measurement techniques: Sec 4 electrical fast transient / burst immunity test (Second Revision) | TEST_METHOD |  | Dimensions | 6646 | Current | 2018
66502 | IS 17120:2026 | IS 15382 (Part 3):2019 | Insulation Coordination for Equipment within Low-Voltage Systems Part 3 Use of Coating, Potting or Moulding for Protection against Pollution (First Revision) | TEST_METHOD |  | Methods of tests | 7477 | Current | 2019
66502 | IS 17120:2026 | IS 2824:2007 | Method for the determination of the proof and the comparative tracking indices of solid insulating materials (Second Revision) | TEST_METHOD |  | Others | 9353 | Current | 2007
66502 | IS 17120:2026 | IS 9000 (Part 7/Sec 1):2018 | Basic environmental testing procedures for electronic and electrical items: Part 7 impact test: Sec 1 shock (Test Ea) (Second Revision) | TEST_METHOD |  | Methods of tests | 16233 | Current | 2018
66502 | IS 17120:2026 | IS/IEC 60529:2001 | Degrees of protection provided by enclosures (IP Code) | INSTALLATION_CODE |  | Code of Practice | 20971 | Draft/Formulation | 2001
66502 | IS 17120:2026 | IS 14700 (Part 4/Sec 5):2019 | Electromagnetic compatibility (EMC): Part 4 testing and measurement techniques: Sec 5 surge immunity test (First Revision) | TEST_METHOD |  | Methods of tests | 21625 | Current | 2019
66502 | IS 17120:2026 | IS 9000 (Part 7/Sec 3):2019 | Environmental testing: Part 7 tests :: Sec 3 test Ec: rough handling shocks, primarily for equipment - Types specimens (First Revision) | TEST_METHOD |  | Methods of tests | 23853 | Draft/Formulation | 2019
66502 | IS 17120:2026 | IS/IEC 60068 (Part 2/Sec 5):2018 | Environmental Testing Part 2 Tests Section 5 Test S: Simulated solar radiation at ground level and guidance for solar radiation testing and weathering | TEST_METHOD |  | Methods of tests | 27363 | Draft/Formulation | 2018
66502 | IS 17120:2026 | IS 17863 (Part 2):2022 | Plastics Methods of Exposure to Laboratory Light Sources: Part 2 Xenon-Arc Lamps | TEST_METHOD |  | Methods of tests | 27390 | Draft/Formulation | 2022
66502 | IS 17120:2026 | IS/IEC 60068 (Part 2/Sec 1):2007 | Environmental Testing Part 2 Tests Section 1 Test A: Cold | TEST_METHOD |  | Methods of tests | 27452 | Draft/Formulation | 2007
66502 | IS 17120:2026 | IS 15382 (Part 1):2022 | Insulation Coordination for Equipment Within Low-Voltage Systems Part 1 Principles Requirements and Tests | TEST_METHOD |  | Methods of tests | 27721 | Current | 2022
66502 | IS 17120:2026 | IS 13360 (Part 5/Sec 7):2022 | PLASTICS METHOD OF TESTING PART 5 MECHANICAL PROPERTIES SECTION 7 DETERMINATION OF FLEXURAL PROPERTIES | TEST_METHOD |  | Methods of tests | 27768 | Current | 2022
66502 | IS 17120:2026 | IS/IEC 60695 (Part 2/Sec 11):2021 | Fire Hazard Testing Part 2: Glowinghot-wire based test methods Section 11: Glow-wire flammability test method for end products GWEPT | TEST_METHOD |  | Methods of tests | 28701 | Current | 2021
66502 | IS 17120:2026 | IS/IEC 60695 (Part 2/Sec 10):2021 | Fire hazard testing Part 2: Glowinghot-wire based test methods Section 10: Glow-wire apparatus and common test procedure | TEST_METHOD |  | Methods of tests | 28725 | Draft/Formulation | 2021
66502 | IS 17120:2026 | IS 17050:2023 | Degrees of protection provided by enclosures for electrical equipment against external mechanical impacts IK Code | SAFETY_STANDARD |  | Safety Standard | 29029 | Current | 2023
66502 | IS 17120:2026 | IS/IEC/TS 61439 (Part 7):2023 | Low-voltage switchgear and controlgear assemblies Part 7: Assemblies for specific applications such as marinas camping sites market squares electric vehicle charging stations (First Revision)) | COMPONENT_PRODUCT |  | Product Specification | 29518 | Current | 2023
66502 | IS 17120:2026 | IS 14614:2023 | Residual current-operated protective devices RCDs for household and similar use Electromagnetic compatibility (First Revision) | TEST_METHOD |  | Methods of tests | 29812 | Current | 2023
66502 | IS 17120:2026 | IS 14700 (Part 4/Sec 3):2023 | Electromagnetic compatibility EMC Part 4 Testing and Measurement Techniques Section 3 Radiated radio-frequency electromagnetic field immunity test Second Revision | TEST_METHOD |  | Methods of tests | 30008 | Current | 2023
66502 | IS 17120:2026 | IS/IEC 60068 (Part 2/Sec 30):2005 | Environmental testing Part 2 Tests Section 30 Test Db: Damp heat cyclic 12 h 12 h cycle | TEST_METHOD |  | Methods of tests | 30182 | Draft/Formulation | 2005
66502 | IS 17120:2026 | IS/IEC 60309 (Part 1):2021 | Plugs fixed or portable socket-outlets and appliance inlets for industrial purposes Part 1: General requirements Second Revision | COMPONENT_PRODUCT |  | Product Specification | 30273 | Current | 2021
66502 | IS 17120:2026 | IS/IEC 60309 (Part 2):2021 | Plugs fixed or portable socket-outlets and appliance inlets for industrial purposes Part 2: Dimensional compatibility requirements for pin and contact-tube accessories Second Revision | COMPONENT_PRODUCT |  | Product Specification | 30274 | Current | 2021
66502 | IS 17120:2026 | IS/IEC 60068 (Part 3/Sec 4):2023 | Environmental testing Part 3 Supporting documentation and guidance Section - 4: Damp heat tests First Revision | TEST_METHOD |  | Methods of tests | 30699 | Current | 2023
66502 | IS 17120:2026 | IS 6873 (Part 2/Sec 1):2024 | Limits and Methods of Measurement of Radio Disturbance Characteristics PART 2 Electromagnetic Compatibility (EMC) - Requirements for Household Appliances, Electric Tools and Similar Apparatus Section 1 Emission ( Fourth Revision) | COMPONENT_PRODUCT |  | Product Specification | 31283 | Current | 2024
66502 | IS 17120:2026 | IS/IEC 62368 (Part 1):2023 | Audio Video Information and Communication Technology Equipment - Part 1: Safety Requirements (Second Revision) | SAFETY_STANDARD |  | Safety Standard | 33544 | Current | 2023
66502 | IS 17120:2026 | IS 14700 (Part 4/Sec 6):2026 | Electromagnetic Compatibility EMC Part 4: Testing and Measurement Techniques Section 6: Immunity to Conducted Disturbances Induced by Radio-Frequency Fields First Revision | TEST_METHOD |  | Methods of Tests | 66324 | Current | 2026
66503 | IS/IEC 60947 (Part 5/Sec 1):2024 | IS 9000 (Part 4):2020 | Environmental Testing Part 4 Tests - Test Cab: Damp Heat, Steady State ( Second Revision ) | TEST_METHOD |  | Methods of tests | 16231 | Current | 2020
66503 | IS/IEC 60947 (Part 5/Sec 1):2024 | IS 9000 (Part 7/Sec 1):2018 | Basic environmental testing procedures for electronic and electrical items: Part 7 impact test: Sec 1 shock (Test Ea) (Second Revision) | TEST_METHOD |  | Methods of tests | 16233 | Current | 2018
66503 | IS/IEC 60947 (Part 5/Sec 1):2024 | IS/IEC 60730 (Part 1):1999 | Automatic electrical controls for household and similar use : part 1 General Requirements | REFERENCED_UNKNOWN |  | Others | 20833 | Draft/Formulation | 1999
66503 | IS/IEC 60947 (Part 5/Sec 1):2024 | IS/IEC 60947 (Part 5/Sec 5):2016 | Low - Voltage switchgear and controlgear: Part 5 control circuit devices and switching elements: Sec 5 electrical emergency stop devices with mechanical latching function | COMPONENT_PRODUCT |  | Product Specification | 23963 | Draft/Formulation | 2016
66503 | IS/IEC 60947 (Part 5/Sec 1):2024 | IS/IEC 60068 (Part 2/Sec 6):2007 | Environmental Testing Part 2 Tests Section 6 Test Fc: Vibration sinusoidal | TEST_METHOD |  | Methods of tests | 27453 | Draft/Formulation | 2007
66503 | IS/IEC 60947 (Part 5/Sec 1):2024 | IS/IEC 60695 (Part 2/Sec 11):2021 | Fire Hazard Testing Part 2: Glowinghot-wire based test methods Section 11: Glow-wire flammability test method for end products GWEPT | TEST_METHOD |  | Methods of tests | 28701 | Current | 2021
66503 | IS/IEC 60947 (Part 5/Sec 1):2024 | IS/IEC 60695 (Part 2/Sec 12):2021 | Fire Hazard Testing Part 2: Glowinghot-wire based test methods Section 12: Glow-wire flammability index GWFI Test method for materials | TEST_METHOD |  | Methods of tests | 28702 | Current | 2021
66503 | IS/IEC 60947 (Part 5/Sec 1):2024 | IS/IEC 60947 (Part 1):2020 | LOW-VOLTAGE SWITCHGEAR AND CONTROLGEAR PART 1 GENERAL RULES | SAFETY_STANDARD |  | Safety Standard | 28751 | Current | 2020
66503 | IS/IEC 60947 (Part 5/Sec 1):2024 | IS/IEC 60947 (Part 5/Sec 2):2019 | LLow-Voltage Switchgear and Controlgear Part 5 Control Circuit Devices and Switching Elements Section 2 Proximity Switches ( First Revision ) | COMPONENT_PRODUCT |  | Product Specification | 29637 | Current | 2019
66503 | IS/IEC 60947 (Part 5/Sec 1):2024 | IS/IEC 60068 (Part 2/Sec 30):2005 | Environmental testing Part 2 Tests Section 30 Test Db: Damp heat cyclic 12 h 12 h cycle | TEST_METHOD |  | Methods of tests | 30182 | Draft/Formulation | 2005
66503 | IS/IEC 60947 (Part 5/Sec 1):2024 | IS/IEC 60068 (Part 2/Sec 14):2023 | Environmental Testing Part 2 Tests Section 14 Test N: Change of Temperature (First Revision) | TEST_METHOD |  | Methods of tests | 31953 | Current | 2023
66503 | IS/IEC 60947 (Part 5/Sec 1):2024 | IS/IEC 60947 (Part 4/Sec 1):2023 | Low-Voltage Switchgear and Controlgear Part 4 Contactors and Motor-Starters Section 1 Electromechanical Contactors and Motor-Starters | COMPONENT_PRODUCT |  | Product Specification | 66587 | Current | 2023
66579 | IS 6909:2026 | IS 4031 (Part 8):1988 | Methods of Physical Tests for Hydraulic Cement: Part 8 Determination of Transverse and Compressive Strength of Plastic Mortar using Prism (First Revision) | TEST_METHOD |  | Methods of tests | 265 | Current | 1988
66579 | IS 6909:2026 | IS 4031 (Part 14):1989 | Hydraulic Cement - Methods of Physical Test: Part 14 Determination of False Set (First Revision) | TEST_METHOD |  | Methods of tests | 360 | Draft/Formulation | 1989
66579 | IS 6909:2026 | IS 11652:2017 | Amendment no. 4 to IS 11652 : 2017 Textiles - High density polyethylene (HDPE)/ polypropylene (PP) woven sacks for packaging of 50 kg cement - Specification (third revision) | COMPONENT_PRODUCT |  | Product Specification | 2794 | Under Review | 2017
66579 | IS 6909:2026 | IS 12089:1987 | Specification for Granulated Slag for the Manufacture Portland Slag Cement | COMPONENT_PRODUCT |  | Product Specification | 3354 | Draft/Formulation | 1987
66579 | IS 6909:2026 | IS 12423:1988 | Method for Colorimetric analysis of Hydraulic Cement | TEST_METHOD |  | Methods of tests | 3760 | Draft/Formulation | 1988
66579 | IS 6909:2026 | IS 3535:1986 | Methods of Sampling Hydraulic Cement (First revision) | TEST_METHOD |  | Methods of tests | 10113 | Current | 1986
66579 | IS 6909:2026 | IS 4031 (Part 2):1999 | Methods of Physical Tests for Hydraulic Cement: Part 2 Determination of fineness by Blaine air permeability method (Second Revision) | TEST_METHOD |  | Methods of tests | 10666 | Current | 1999
66579 | IS 6909:2026 | IS 4031 (Part 3):1988 | Methods of Physical Tests for Hydraulic Cement: Part 3 Determination of Soundness (First Revision) | TEST_METHOD |  | Methods of tests | 10667 | Current | 1988
66579 | IS 6909:2026 | IS 4031 (Part 4):1988 | Methods of Physical Tests for Hydraulic Cement: Part 4 Determination of Consistency of Standard Cement Paste (First Revision) | TEST_METHOD |  | Methods of tests | 10668 | Current | 1988
66579 | IS 6909:2026 | IS 4031 (Part 5):1988 | Methods of Physical Tests for Hydraulic Cement: Part 5 Determination of Initial and Final Setting Times (First Revision) | TEST_METHOD |  | Methods of tests | 10669 | Current | 1988
66579 | IS 6909:2026 | IS 4031 (Part 6):1988 | Methods of Physical Tests for Hydraulic Cement: Part 6 Determination of Compressive Strength of Hydraulic Cement other than Masonry Cement (First Revision) | TEST_METHOD |  | Methods of tests | 10670 | Current | 1988
66579 | IS 6909:2026 | IS 4082:1996 | Stacking and storage of construction materials and components at site - Recommendations (Second Revision) | INSTALLATION_CODE |  | Code of Practice | 10718 | Current | 1996
66579 | IS 6909:2026 | IS 4905:2015 | Random sampling and randomization procedures (First Revision) | TEST_METHOD |  | Others | 11627 | Current | 2015
66579 | IS 6909:2026 | IS 650:1991 | Standard sand for testing cement - Specification (Second Revision) | COMPONENT_PRODUCT |  | Product Specification | 13361 | Current | 1991
66579 | IS 6909:2026 | IS 269:2013 | Ordinary Portland Cement, 33 Grade | REFERENCED_UNKNOWN |  |  | 111 | Outdated edition cited | 2015
66579 | IS 6909:2026 | IS 11761:2024 | MULTI-WALL PAPER SACKS FOR CEMENT- SPECIFICATION ( Second Revision ) | COMPONENT_PRODUCT |  | Product Specification | 31571 | Current | 2024
66579 | IS 6909:2026 | IS 4845:2026 | Definitions and terminology relating to hydraulic cement First Revision of IS 4845 | TERMINOLOGY |  | Terminology | 66544 | Current | 2026
66580 | IS 8041:2026 | IS 269:2015 | Ordinary portland cement - Specification (Sixth Revision) | COMPONENT_PRODUCT |  | Product Specification | 111 | Current | 2015
66580 | IS 8041:2026 | IS 4031 (Part 8):1988 | Methods of Physical Tests for Hydraulic Cement: Part 8 Determination of Transverse and Compressive Strength of Plastic Mortar using Prism (First Revision) | TEST_METHOD |  | Methods of tests | 265 | Current | 1988
66580 | IS 8041:2026 | IS 4031 (Part 14):1989 | Hydraulic Cement - Methods of Physical Test: Part 14 Determination of False Set (First Revision) | TEST_METHOD |  | Methods of tests | 360 | Draft/Formulation | 1989
66580 | IS 8041:2026 | IS 11652:2017 | Amendment no. 4 to IS 11652 : 2017 Textiles - High density polyethylene (HDPE)/ polypropylene (PP) woven sacks for packaging of 50 kg cement - Specification (third revision) | COMPONENT_PRODUCT |  | Product Specification | 2794 | Under Review | 2017
66580 | IS 8041:2026 | IS 12423:1988 | Method for Colorimetric analysis of Hydraulic Cement | TEST_METHOD |  | Methods of tests | 3760 | Draft/Formulation | 1988
66580 | IS 8041:2026 | IS 3535:1986 | Methods of Sampling Hydraulic Cement (First revision) | TEST_METHOD |  | Methods of tests | 10113 | Current | 1986
66580 | IS 8041:2026 | IS 4031 (Part 2):1999 | Methods of Physical Tests for Hydraulic Cement: Part 2 Determination of fineness by Blaine air permeability method (Second Revision) | TEST_METHOD |  | Methods of tests | 10666 | Current | 1999
66580 | IS 8041:2026 | IS 4031 (Part 3):1988 | Methods of Physical Tests for Hydraulic Cement: Part 3 Determination of Soundness (First Revision) | TEST_METHOD |  | Methods of tests | 10667 | Current | 1988
66580 | IS 8041:2026 | IS 4031 (Part 5):1988 | Methods of Physical Tests for Hydraulic Cement: Part 5 Determination of Initial and Final Setting Times (First Revision) | TEST_METHOD |  | Methods of tests | 10669 | Current | 1988
66580 | IS 8041:2026 | IS 4031 (Part 6):1988 | Methods of Physical Tests for Hydraulic Cement: Part 6 Determination of Compressive Strength of Hydraulic Cement other than Masonry Cement (First Revision) | TEST_METHOD |  | Methods of tests | 10670 | Current | 1988
66580 | IS 8041:2026 | IS 4032:1985 | Method of Chemical Analysis of Hydraulic Cement (First Revision) | TEST_METHOD |  | Methods of tests | 10672 | Current | 1985
66580 | IS 8041:2026 | IS 4905:2015 | Random sampling and randomization procedures (First Revision) | TEST_METHOD |  | Others | 11627 | Current | 2015
66580 | IS 8041:2026 | IS 650:1991 | Standard sand for testing cement - Specification (Second Revision) | COMPONENT_PRODUCT |  | Product Specification | 13361 | Current | 1991
66580 | IS 8041:2026 | IS 11761:2024 | MULTI-WALL PAPER SACKS FOR CEMENT- SPECIFICATION ( Second Revision ) | COMPONENT_PRODUCT |  | Product Specification | 31571 | Current | 2024
66580 | IS 8041:2026 | IS 4845:2026 | Definitions and terminology relating to hydraulic cement First Revision of IS 4845 | TERMINOLOGY |  | Terminology | 66544 | Current | 2026
66581 | IS 8043:2026 | IS 269:2015 | Ordinary portland cement - Specification (Sixth Revision) | COMPONENT_PRODUCT |  | Product Specification | 111 | Current | 2015
66581 | IS 8043:2026 | IS 4031 (Part 8):1988 | Methods of Physical Tests for Hydraulic Cement: Part 8 Determination of Transverse and Compressive Strength of Plastic Mortar using Prism (First Revision) | TEST_METHOD |  | Methods of tests | 265 | Current | 1988
66581 | IS 8043:2026 | IS 11652:2017 | Amendment no. 4 to IS 11652 : 2017 Textiles - High density polyethylene (HDPE)/ polypropylene (PP) woven sacks for packaging of 50 kg cement - Specification (third revision) | COMPONENT_PRODUCT |  | Product Specification | 2794 | Under Review | 2017
66581 | IS 8043:2026 | IS 12089:1987 | Specification for Granulated Slag for the Manufacture Portland Slag Cement | COMPONENT_PRODUCT |  | Product Specification | 3354 | Draft/Formulation | 1987
66581 | IS 8043:2026 | IS 4031 (Part 2):1999 | Methods of Physical Tests for Hydraulic Cement: Part 2 Determination of fineness by Blaine air permeability method (Second Revision) | TEST_METHOD |  | Methods of tests | 10666 | Current | 1999
66581 | IS 8043:2026 | IS 4031 (Part 6):1988 | Methods of Physical Tests for Hydraulic Cement: Part 6 Determination of Compressive Strength of Hydraulic Cement other than Masonry Cement (First Revision) | TEST_METHOD |  | Methods of tests | 10670 | Current | 1988
66581 | IS 8043:2026 | IS 4905:2015 | Random sampling and randomization procedures (First Revision) | TEST_METHOD |  | Others | 11627 | Current | 2015
66581 | IS 8043:2026 | IS 1:1968 | Specification for the national flag of India (cotton khadi) (second revision) | COMPONENT_PRODUCT |  | Product Specification | 21317 | Current | 1968
66581 | IS 8043:2026 | IS 16353:2015 | Portland Cement Clinker - Specification | COMPONENT_PRODUCT |  | Product Specification | 22069 | Draft/Formulation | 2015
66581 | IS 8043:2026 | IS 11761:2024 | MULTI-WALL PAPER SACKS FOR CEMENT- SPECIFICATION ( Second Revision ) | COMPONENT_PRODUCT |  | Product Specification | 31571 | Current | 2024
66581 | IS 8043:2026 | IS 4845:2026 | Definitions and terminology relating to hydraulic cement First Revision of IS 4845 | TERMINOLOGY |  | Terminology | 66544 | Current | 2026
66587 | IS/IEC 60947 (Part 4/Sec 1):2023 | IEC 60034 (Part-12):2016 | Rotating electrical machines — Part 12: Starting performance of singlespeed three-phase cage induction motors | REFERENCED_UNKNOWN |  |  |  | NOT_IN_INDEX
66587 | IS/IEC 60947 (Part 4/Sec 1):2023 | IEC 60034 (Part-30) (Sec-1):2014 | Rotating electrical machines — Part 30-1: Efficiency classes of line operated AC motors (IE code) | REFERENCED_UNKNOWN |  |  |  | NOT_IN_INDEX
66587 | IS/IEC 60947 (Part 4/Sec 1):2023 | IEC 60364 (Part-1):2005 | Low-voltage electrical installations — Part 1: Fundamental principles, assessment of general characteristics, definitions | TERMINOLOGY |  |  |  | NOT_IN_INDEX
66587 | IS/IEC 60947 (Part 4/Sec 1):2023 | IEC 61051 (Part-2):2021 | Varistors for use in electronic equipment — Part 2: Sectional specification for surge suppression varistors | COMPONENT_PRODUCT |  |  |  | NOT_IN_INDEX
66587 | IS/IEC 60947 (Part 4/Sec 1):2023 | IEC 61095:2023 | Electromechanical contactors for household and similar purposes | REFERENCED_UNKNOWN |  |  |  | NOT_IN_INDEX
66587 | IS/IEC 60947 (Part 4/Sec 1):2023 | IEC 61643 (Part-331):2020 | Components for low-voltage surge protection — Part 331: Performance requirements and test methods for metal oxide varistors (MOV) | TEST_METHOD |  |  |  | NOT_IN_INDEX
66587 | IS/IEC 60947 (Part 4/Sec 1):2023 | IEC 63058:2021 | Switchgear and controlgear and their assemblies for low voltage — Environmental aspects | REFERENCED_UNKNOWN |  |  |  | NOT_IN_INDEX
66587 | IS/IEC 60947 (Part 4/Sec 1):2023 | IEC 63208:2020 | Low-voltage switchgear and controlgear — Security aspects | REFERENCED_UNKNOWN |  |  |  | NOT_IN_INDEX
66587 | IS/IEC 60947 (Part 4/Sec 1):2023 | IEC 63216:2019 | Low-voltage switchgear and controlgear — Electromagnetic compatibility assessment for switchgear and controlgear and their assemblies | REFERENCED_UNKNOWN |  |  |  | NOT_IN_INDEX
66587 | IS/IEC 60947 (Part 4/Sec 1):2023 | IS 1271:2012 | Electrical insulation - Thermal evaluation and designation (Second Revision) | REFERENCED_UNKNOWN |  | Others | 4144 | Current | 2012
66587 | IS/IEC 60947 (Part 4/Sec 1):2023 | IS 2500 (Part 1):2000 | Sampling procedures for inspection by attributes: Part 1 sampling schemes indexed by acceptance quality limit (AQL) for lot - By - Lot inspection (Third Revision) | TEST_METHOD |  | Others | 9007 | Current | 2000
66587 | IS/IEC 60947 (Part 4/Sec 1):2023 | IS/IEC 60715:2017 | Dimensions of low - Voltage switchgear and controlgear - Standardized mounting on rails for mechanical support of switchgear, controlgear and accessories (First Revision) | REFERENCED_UNKNOWN |  | Dimensions | 17563 | Current | 2017
66587 | IS/IEC 60947 (Part 4/Sec 1):2023 | IS/IEC 60947 (Part 2):2016 | Low - Voltage switchgear and controlgear: Part 2 circuit - Breakers (First Revision) | COMPONENT_PRODUCT |  | Product Specification | 17826 | Current | 2016
66587 | IS/IEC 60947 (Part 4/Sec 1):2023 | IS/IEC 60730 (Part 1):1999 | Automatic electrical controls for household and similar use : part 1 General Requirements | REFERENCED_UNKNOWN |  | Others | 20833 | Draft/Formulation | 1999
66587 | IS/IEC 60947 (Part 4/Sec 1):2023 | IS/IEC 61439 (Part 0):2014 | Low-Voltage Switchgear and Controlgear Assemblies Part 0 Guidance to Specifying Assemblies | REFERENCED_UNKNOWN |  | Others | 21885 | Draft/Formulation | 2014
66587 | IS/IEC 60947 (Part 4/Sec 1):2023 | IS/IEC 61439 (Part 6):2012 | Low-Voltage Switchgear and Controlgear Assemblies Part 6 Busbar Trunking Systems (Busways) | COMPONENT_PRODUCT |  | Product Specification | 23006 | Draft/Formulation | 2012
66587 | IS/IEC 60947 (Part 4/Sec 1):2023 | IS 17064 (Part 1):2018 | Electromechanical elementary relays: Part 1 general and safety requirements | SAFETY_STANDARD |  | Safety Standard | 23794 | Draft/Formulation | 2018
66587 | IS/IEC 60947 (Part 4/Sec 1):2023 | IS/IEC 61800 (Part 5/Sec 1):2016 | Adjustable Speed Electrical Power Drive Systems Part 5 Safety Requirements Section 1 Electrical, thermal and energy | SAFETY_STANDARD |  |  |  | NOT_IN_INDEX
66587 | IS/IEC 60947 (Part 4/Sec 1):2023 | IS 15999 (Part 1):2021 | Rotating electrical machines - Part 1 : Rating and performance | REFERENCED_UNKNOWN |  |  |  | NOT_IN_INDEX
66587 | IS/IEC 60947 (Part 4/Sec 1):2023 | IS 16449 (Part 2):2021 | Graphical Symbols - Safety Colours and Safety Signs Part 2 Design Principles for Product Safety Labels | SAFETY_STANDARD |  | Safety Standard | 26653 | Current | 2021
66587 | IS/IEC 60947 (Part 4/Sec 1):2023 | IS 9409:2023 | Protection Against Electric Shock - Common Aspects for Installation and Equipment (First Revision) | INSTALLATION_CODE |  | Code of Practice | 28748 | Current | 2023
66587 | IS/IEC 60947 (Part 4/Sec 1):2023 | IS/IEC 60947 (Part 1):2020 | LOW-VOLTAGE SWITCHGEAR AND CONTROLGEAR PART 1 GENERAL RULES | SAFETY_STANDARD |  | Safety Standard | 28751 | Current | 2020
66587 | IS/IEC 60947 (Part 4/Sec 1):2023 | IS/IEC 60947 (Part 5/Sec 1):2016 | Low-Voltage Switchgear And Control Gear : Part 5-1 Control Circuit Devices And Switching Elements Electromechanical Control Circuit Devices | REFERENCED_UNKNOWN |  |  | 66503 | Outdated edition cited | 2024
66587 | IS/IEC 60947 (Part 4/Sec 1):2023 | IS/IEC/TS 61439 (Part 7):2023 | Low-voltage switchgear and controlgear assemblies Part 7: Assemblies for specific applications such as marinas camping sites market squares electric vehicle charging stations (First Revision)) | COMPONENT_PRODUCT |  | Product Specification | 29518 | Current | 2023
66587 | IS/IEC 60947 (Part 4/Sec 1):2023 | IS/IEC 61439 (Part 1):2020 | Low-voltage switchgear and controlgear assemblies Part 1: General rules (First Revision) | SAFETY_STANDARD |  | Safety Standard | 29820 | Current | 2020
66587 | IS/IEC 60947 (Part 4/Sec 1):2023 | IS/IEC 60068 (Part 2/Sec 14):2023 | Environmental Testing Part 2 Tests Section 14 Test N: Change of Temperature (First Revision) | TEST_METHOD |  | Methods of tests | 31953 | Current | 2023
66587 | IS/IEC 60947 (Part 4/Sec 1):2023 | IS/IEC 61439 (Part 3):2024 | Low-voltage switchgear and controlgear assemblies Part 3: Distribution boards intended to be operated by ordinary persons DBO First Revision | COMPONENT_PRODUCT |  | Product Specification | 66494 | Current | 2024
66587 | IS/IEC 60947 (Part 4/Sec 1):2023 | IS/IEC 61439 (Part 4):2024 | Low-Voltage Switchgear and Controlgear Assemblies Part 4: Particular requirements for assemblies for construction sites ACS First Revision | COMPONENT_PRODUCT |  | Product Specification | 66495 | Current | 2024
66587 | IS/IEC 60947 (Part 4/Sec 1):2023 | IS/IEC 61439 (Part 5):2023 | Low-voltage switchgear and controlgear assemblies Part 5: Assemblies for power distribution in public networks First Revision | COMPONENT_PRODUCT |  | Product Specification | 66504 | Current | 2023
66587 | IS/IEC 60947 (Part 4/Sec 1):2023 | IS 16724:2026 | Explosive atmospheres — Electrical installation design, selection and installation of equipment, including initial inspection | SAFETY_STANDARD |  | Safety Standard | 66970 | Current | 2026
66590 | IS 1146:2026 | IS 1885 (Part 15):2008 | Electrotechnical vocabulary: Part 15 primary and secondary cells and batteries (Second Revision) | TERMINOLOGY |  | Terminology | 8290 | Current | 2008
66590 | IS 1146:2026 | IS 2:2022 | RULES FOR ROUNDING OFF NUMERICAL VALUES (Second Revision) | INSTALLATION_CODE |  | Code of Practice | 27256 | Current | 2022
66590 | IS 1146:2026 | IS 266:2025 | Sulphuric Acid - Specification (Fifth Revision) | COMPONENT_PRODUCT |  | Product Specification | 33949 | Current | 2025
66678 | IS 9708:2026 | IEC 60050 (Part-466):1990 | International Electrotechnical Vocabulary (IEV) – Chapter 466: Overhead lines | TERMINOLOGY |  |  |  | NOT_IN_INDEX
66678 | IS 9708:2026 | IEC 60888:1987 | Zinc-coated steel wires for stranded conductors | REFERENCED_UNKNOWN |  |  |  | NOT_IN_INDEX
66678 | IS 9708:2026 | IEC 61284:1997 | Overhead lines – Requirements and tests for fittings | REFERENCED_UNKNOWN |  |  |  | NOT_IN_INDEX
66678 | IS 9708:2026 | IEC 61854:1997 | Overhead lines – Requirements and tests for spacers | REFERENCED_UNKNOWN |  |  |  | NOT_IN_INDEX
66678 | IS 9708:2026 | IEC 62567:2013 | Overhead lines – Methods for testing self-damping characteristics of Conductors | TEST_METHOD |  |  |  | NOT_IN_INDEX
66678 | IS 9708:2026 | ISO 1461:2009 | Hot dip galvanized coatings on fabricated ferrous products iron and steel articles – Specifications and test methods 1) | TEST_METHOD |  |  |  | NOT_IN_INDEX
66678 | IS 9708:2026 | IEC 61897:2020 | Overhead lines — Requirements and tests for aeolian vibration dampers | REFERENCED_UNKNOWN |  |  |  | NOT_IN_INDEX
66678 | IS 9708:2026 | IS 2500 (Part 1):2000 | Sampling procedures for inspection by attributes: Part 1 sampling schemes indexed by acceptance quality limit (AQL) for lot - By - Lot inspection (Third Revision) | TEST_METHOD |  | Others | 9007 | Current | 2000
66678 | IS 9708:2026 | IS 2500 (Part 3):1995 | Sampling inspection procedures: Part 3 attribute sampling plans indexed by limiting quality (LQ) for isolated lot inspection iso title sampling procedures for inspection by attributes: Part 2 sampling pians indexed by limiting quality (LQ) for isolated lot inspection | TEST_METHOD |  |  | 26853 | Outdated edition cited | 2021
66678 | IS 9708:2026 | IS/ISO 9001:2015 | Quality management systems - Requirements (Fourth Revision) | REFERENCED_UNKNOWN |  | Others | 17654 | Current | 2015
66678 | IS 9708:2026 | IS 3951 (Part 2):2023 | HOLLOW CLAY TILES FOR FLOORS AND ROOFS SPECIFICATION PART 2 STRUCTURAL TYPE | COMPONENT_PRODUCT |  | Product Specification | 28449 | Current | 2023
66678 | IS 9708:2026 | IS/ISO 3951 (Part 1):2022 | Sampling procedures for inspection by variables Part 1: Specification for single sampling plans indexed by acceptance quality limit AQL for lot-by-lot inspection for a single quality characteristic and a single AQL First Revision | TEST_METHOD |  | Others | 29042 | Current | 2022
66789 | IS 8572:2025 | IS 8130:2013 | Conductors for insulated electric cables and flexible cords - Specification (Second Revision) | COMPONENT_PRODUCT |  | Product Specification | 15203 | Current | 2013
66789 | IS 8572:2025 | IS 9335 (Part 3/Sec 1):1984 | Specification for cellulosic papers for electrical purposes: Part 3 specifications for individual materials: Sec 1 general purpose electrical paper | COMPONENT_PRODUCT |  | Product Specification | 16677 | Draft/Formulation | 1984
66902 | IS 12615:2026 | IEC 60034 (Part-30) (Sec-1):2014 | Rotating electrical machines — Part 30-1: Efficiency classes of line operated AC motors (IE code) | REFERENCED_UNKNOWN |  |  |  | NOT_IN_INDEX
66902 | IS 12615:2026 | IEC 60034 (Part-30) (Sec-1):2025 | Rotating electrical machines — Part 30-1: Efficiency classes of line operated AC motors (IE code) | REFERENCED_UNKNOWN |  |  |  | NOT_IN_INDEX
66902 | IS 12615:2026 | IEC 60034 (Part-29):2008 | Rotating electrical machines — Part 29: Equivalent loading and superposition techniques — Indirect testing to determine temperature rise | TEST_METHOD |  |  |  | NOT_IN_INDEX
66902 | IS 12615:2026 | IS 1231:2019 | Dimensions and Output Series of Foot Mounted Induction Motors — Frame Numbers 56 to 315 L ( Fourth Revision ) | REFERENCED_UNKNOWN |  | Dimensions | 3618 | Current | 2019
66902 | IS 12615:2026 | IS 8223:1999 | Dimensions and output series for rotating electrical machines (First Revision) | REFERENCED_UNKNOWN |  | Dimensions | 15317 | Current | 1999
66902 | IS 12615:2026 | IS/IEC 60034 (Part 8):2014 | Rotating Electrical Machines Part 8 Terminal Markings and Direction of Rotation ( Third Revision ) | INSTALLATION_CODE |  | Code of Practice | 20818 | Current | 2014
66902 | IS 12615:2026 | IS/IEC 60079 (Part 0):2017 | Explosive Atmospheres Part 0 Equipment — General Requirements ( Third Revision ) | COMPONENT_PRODUCT |  | Product Specification | 20819 | Current | 2017
66902 | IS 12615:2026 | IS/IEC 60034 (Part 27/Sec 4):2018 | Rotating Electrical Machines Part 27 Winding Insulation of Rotating Electrical Machines Section 4 Measurement of insulation resistance and polarization index | TEST_METHOD |  | Methods of tests | 24771 | Draft/Formulation | 2018
66902 | IS 12615:2026 | IS 1885 (Part 35):2021 | Electrotechnical Vocabulary: Part 35 Rotating Machinery ( Second Revision ) | TERMINOLOGY |  | Terminology | 25733 | Current | 2021
66902 | IS 12615:2026 | IS 12075:2024 | Mechanical Vibration of Rotating Electrical Machines with Shaft Heights 56 mm and Higher —Measurement, Evaluation and Limits of Vibration Severity (IEC 60034-14 : 2018, MOD) (Second Revision) | TEST_METHOD |  | Methods of tests | 32178 | Current | 2024
66902 | IS 12615:2026 | IS 12065:2025 | Permissible limits of noise levels for rotating electrical machines (First Revision) | TEST_METHOD |  | Methods of tests | 32731 | Current | 2025
66902 | IS 12615:2026 | IS/IEC 60034 (Part 5):2020 | Rotating electrical machines Part 5 Degrees of protection provided by the integral design of rotating electrical machines IP code - Classification (Third Revision) | INSTALLATION_CODE |  | Code of Practice | 32733 | Current | 2020
66902 | IS 12615:2026 | IS/IEC 60034 (Part 1):2022 | Rotating electrical machines - Part 1: Rating and performance | INSTALLATION_CODE |  | Code of Practice | 33190 | Draft/Formulation | 2022
66902 | IS 12615:2026 | IS/IEC 60034 (Part 2/Sec 1):2024 | Rotating Electrical Machines Part 2 Determining Losses and Efficiency from Tests Section 1 Standard Methods (Excluding Machines for Traction Vehicles) | TEST_METHOD |  | Methods of tests | 33331 | Draft/Formulation | 2024
66902 | IS 12615:2026 | IS 2223:2025 | Dimensions of flange mounted AC induction motors (third revision) | REFERENCED_UNKNOWN |  | Dimensions | 33902 | Current | 2025
66902 | IS 12615:2026 | IS 2254:2026 | Dimensions of vertical shaft motors for pumps | REFERENCED_UNKNOWN |  | Dimensions | 66178 | Current | 2026
66954 | IS 432 (Part 1):2026 | IS 1387:1993 | General requirements for the supply of metallurgical materials (Second Revision) | COMPONENT_PRODUCT |  | Others | 5659 | Current | 1993
66954 | IS 432 (Part 1):2026 | IS 1732:1989 | Steel Bars, Round and Square for Structural and General Engineering Purposes - Dimensions (Second Revision) | REFERENCED_UNKNOWN |  | Dimensions | 8141 | Under Revision | 1989
66954 | IS 432 (Part 1):2026 | IS 1852:1985 | Specification for rolling and cutting tolerances for hot - Rolled steel products (Fourth Revision) | COMPONENT_PRODUCT |  | Product Specification | 8250 | Current | 1985
66954 | IS 432 (Part 1):2026 | IS 2062:2011 | Hot rolled medium and high tensile structural steel - Specification (Seventh Revision) | COMPONENT_PRODUCT |  |  |  | NOT_IN_INDEX
66954 | IS 432 (Part 1):2026 | IS 1608 (Part 1):2022 | Metallic materials - Tensile testing - Part 1 : Method of test at room temperature ( Fifth Revision) | TEST_METHOD |  | Methods of tests | 26998 | Current | 2022
66954 | IS 432 (Part 1):2026 | IS 1599:2023 | Metallic materials Bend test | TEST_METHOD |  | Methods of tests | 29584 | Current | 2023
66958 | IS 4289 (Part 1):2026 | IS 10810 (Part 1):1984 | Methods of test for cables: Part 1 annealing test for wires used as conductors | TEST_METHOD |  | Methods of tests | 1705 | Draft/Formulation | 1984
66958 | IS 4289 (Part 1):2026 | IS 10810 (Part 11):1984 | Methods of test for cables: Part 11 thermal ageing in air | TEST_METHOD |  | Methods of tests | 1707 | Draft/Formulation | 1984
66958 | IS 4289 (Part 1):2026 | IS 10810 (Part 16):1986 | Methods of test for cables: Part 16 accelerated ageing test by oxygen pressure method | TEST_METHOD |  | Methods of tests | 1712 | Draft/Formulation | 1986
66958 | IS 4289 (Part 1):2026 | IS 10810 (Part 17):1986 | Methods of test for cables: Part 17 tear resistance test for heavy duty sheath | TEST_METHOD |  | Methods of tests | 1713 | Draft/Formulation | 1986
66958 | IS 4289 (Part 1):2026 | IS 10810 (Part 31):1984 | Methods of test for cables: Part 31 oil resistance test | TEST_METHOD |  | Methods of tests | 1728 | Draft/Formulation | 1984
66958 | IS 4289 (Part 1):2026 | IS 10810 (Part 34):1984 | Methods of test for cables: Part 34 measurement of thickness of metallic sheath | TEST_METHOD |  | Methods of tests | 1731 | Draft/Formulation | 1984
66958 | IS 4289 (Part 1):2026 | IS 10810 (Part 4):1984 | Methods of test for cables: Part 4 persulphate test of conductor | TEST_METHOD |  | Methods of tests | 1737 | Draft/Formulation | 1984
66958 | IS 4289 (Part 1):2026 | IS 10810 (Part 43):1984 | Methods of test for cables: Part 43 insulation resistance | TEST_METHOD |  | Methods of tests | 1741 | Draft/Formulation | 1984
66958 | IS 4289 (Part 1):2026 | IS 10810 (Part 45):1984 | Methods of test for cables:Part 45 high voltage test | TEST_METHOD |  | Methods of tests | 1743 | Draft/Formulation | 1984
66958 | IS 4289 (Part 1):2026 | IS 10810 (Part 5):1984 | Methods of test for cables: Part 5 conductor resistance test | TEST_METHOD |  | Methods of tests | 1748 | Draft/Formulation | 1984
66958 | IS 4289 (Part 1):2026 | IS 10810 (Part 53):1984 | Methods of test for cables: Part 53 flammability test | TEST_METHOD |  | Methods of tests | 1752 | Draft/Formulation | 1984
66958 | IS 4289 (Part 1):2026 | IS 10810 (Part 54):1984 | Methods of test for cables: Part 54 static flexibility test | TEST_METHOD |  | Methods of tests | 1753 | Draft/Formulation | 1984
66958 | IS 4289 (Part 1):2026 | IS 10810 (Part 7):1984 | Methods of test for cables: Part 7 tensile strength and elongation at break of thermoplastic and elastomeric iNsulation and sheath | TEST_METHOD |  | Methods of tests | 1765 | Draft/Formulation | 1984
66958 | IS 4289 (Part 1):2026 | IS 1885 (Part 32):2019 | Electrotechnical Vocabulary Part 32 Electric Cables ( Second Revision ) | TERMINOLOGY |  | Terminology | 8311 | Current | 2019
66958 | IS 4289 (Part 1):2026 | IS 8130:2013 | Conductors for insulated electric cables and flexible cords - Specification (Second Revision) | COMPONENT_PRODUCT |  | Product Specification | 15203 | Current | 2013
66958 | IS 4289 (Part 1):2026 | IS 10418:2024 | Drums for Electric Cables - Specification (First Revision) | COMPONENT_PRODUCT |  | Product Specification | 30453 | Current | 2024
66958 | IS 4289 (Part 1):2026 | IS 6380:2024 | Elastomeric Insulation and Sheath of Electric Cables - Specification (Second Revision) | COMPONENT_PRODUCT |  | Others | 31890 | Current | 2024
67003 | IS/IEC 60136:2024 | IS 14196:1994 | Definitions and terminology of brush holders for electrical machines | TERMINOLOGY |  | Terminology | 5932 | Draft/Formulation | 1994
67003 | IS/IEC 60136:2024 | IS 13586:2023 | Carbon Brushes Brush Holders Commutators and Slip-Rings Definitions and Nomenclature | TERMINOLOGY |  | Terminology | 28827 | Current | 2023
67006 | IS 8783 (Part 2):2026 | IS 10810 (Part 11):1984 | Methods of test for cables: Part 11 thermal ageing in air | TEST_METHOD |  | Methods of tests | 1707 | Draft/Formulation | 1984
67006 | IS 8783 (Part 2):2026 | IS 10810 (Part 12):1984 | Methods of test for cables: Part 12 shrinkage test | TEST_METHOD |  | Methods of tests | 1708 | Draft/Formulation | 1984
67006 | IS 8783 (Part 2):2026 | IS 10810 (Part 14):1984 | Methods of test for cables: Part 14 heat shock test | TEST_METHOD |  | Methods of tests | 1710 | Draft/Formulation | 1984
67006 | IS 8783 (Part 2):2026 | IS 10810 (Part 15):1984 | Methods of test for cables: Part 15 hot deformation test | TEST_METHOD |  | Methods of tests | 1711 | Draft/Formulation | 1984
67006 | IS 8783 (Part 2):2026 | IS 10810 (Part 30):1984 | Methods of test for cables: Part 30 hot set test | TEST_METHOD |  | Methods of tests | 1727 | Draft/Formulation | 1984
67006 | IS 8783 (Part 2):2026 | IS 10810 (Part 33):1984 | Methods of test for cables: Part 33 water absorption test (Gravimetric) | TEST_METHOD |  | Methods of tests | 1730 | Draft/Formulation | 1984
67006 | IS 8783 (Part 2):2026 | IS 10810 (Part 43):1984 | Methods of test for cables: Part 43 insulation resistance | TEST_METHOD |  | Methods of tests | 1741 | Draft/Formulation | 1984
67006 | IS 8783 (Part 2):2026 | IS 10810 (Part 7):1984 | Methods of test for cables: Part 7 tensile strength and elongation at break of thermoplastic and elastomeric iNsulation and sheath | TEST_METHOD |  | Methods of tests | 1765 | Draft/Formulation | 1984
67006 | IS 8783 (Part 2):2026 | IS 1885 (Part 32):2019 | Electrotechnical Vocabulary Part 32 Electric Cables ( Second Revision ) | TERMINOLOGY |  | Terminology | 8311 | Current | 2019
67008 | IS 8783 (Part 4/Sec 1):2026 | IS 14841 (Part 2/Sec 1):2000 | Packaging of winding wires: Part 2 cylindrical barrelled delivery spools: Sec 1 basic dimensions | REFERENCED_UNKNOWN |  | Dimensions | 6813 | Draft/Formulation | 2000
67008 | IS 8783 (Part 4/Sec 1):2026 | IS 14841 (Part 2/Sec 2):2000 | Packaging of winding wires: Part 2 cylindrical barrelled delivery spools: Sec 2 specification for returnable spools made fromThermoplastic materials | COMPONENT_PRODUCT |  | Product Specification | 6814 | Draft/Formulation | 2000
67008 | IS 8783 (Part 4/Sec 1):2026 | IS 14841 (Part 3/Sec 1):2000 | Packag - Ing of winding wires: Part 3 taper barrelled delivery spools: Sec 1 basic dimensions | REFERENCED_UNKNOWN |  | Dimensions | 6815 | Draft/Formulation | 2000
67008 | IS 8783 (Part 4/Sec 1):2026 | IS 14841 (Part 3/Sec 2):2000 | Packaging of winding wires: Part 3 taper barrelled delivery spools: Sec 2 specification for returnable spools made fromThermoplastic materials | COMPONENT_PRODUCT |  | Product Specification | 6816 | Draft/Formulation | 2000
67008 | IS 8783 (Part 4/Sec 1):2026 | IS 14841 (Part 3/Sec 3):2000 | Packaging of winding wires: Part 3 taper barrelled dellVery spools: Sec 3 specification for non - Returnable spools made from thermoplastic material | COMPONENT_PRODUCT |  | Product Specification | 6817 | Draft/Formulation | 2000
67008 | IS 8783 (Part 4/Sec 1):2026 | IS 14841 (Part 3/Sec 4):2000 | Packaging of winding wires: Part 3 taper barrelled delivery spools: Sec 4 basic dimensions of containers for taper barrelled delivery spools | REFERENCED_UNKNOWN |  | Dimensions | 6818 | Draft/Formulation | 2000
67008 | IS 8783 (Part 4/Sec 1):2026 | IS 14841 (Part 4/Sec 1):2013 | Packaging of winding wires: Part 4 methods of test: Sec 1 delivery spools made from thermoplastic materials (First Revision) | TEST_METHOD |  | Methods of tests | 6819 | Current | 2013
67008 | IS 8783 (Part 4/Sec 1):2026 | IS 8783 (Part 1):1995 | Winding wires for submersible motors - Specification: Part 1 conductor data (First Revision) | COMPONENT_PRODUCT |  | Dimensions | 15968 | Current | 1995
67008 | IS 8783 (Part 4/Sec 1):2026 | IS 8783 (Part 2):1995 | Winding wires for submersible motors - Specification: Part 2 materials for dielectric and jacket (First Revision) | COMPONENT_PRODUCT |  | Others | 15969 | Superseded | 2026
67008 | IS 8783 (Part 4/Sec 1):2026 | IS 8783 (Part 3):1995 | Winding wires for submersible motors - Specification: Part 3 methods of tests (First Revision) | TEST_METHOD |  | Methods of tests | 15970 | Superseded | 2026
67008 | IS 8783 (Part 4/Sec 1):2026 | IS 8783 (Part 4/Sec 2):1995 | Winding wires for submersible motors - specification: Part 4 specification for individual wires: Sec 2 crosslinked polyethylene insulated and polyamide jacketed wires (First Revision) | COMPONENT_PRODUCT |  | Product Specification | 15972 | Superseded | 2026
67009 | IS 8783 (Part 4/Sec 2):2026 | IS 14841 (Part 2/Sec 1):2000 | Packaging of winding wires: Part 2 cylindrical barrelled delivery spools: Sec 1 basic dimensions | REFERENCED_UNKNOWN |  | Dimensions | 6813 | Draft/Formulation | 2000
67009 | IS 8783 (Part 4/Sec 2):2026 | IS 14841 (Part 2/Sec 2):2000 | Packaging of winding wires: Part 2 cylindrical barrelled delivery spools: Sec 2 specification for returnable spools made fromThermoplastic materials | COMPONENT_PRODUCT |  | Product Specification | 6814 | Draft/Formulation | 2000
67009 | IS 8783 (Part 4/Sec 2):2026 | IS 14841 (Part 3/Sec 1):2000 | Packag - Ing of winding wires: Part 3 taper barrelled delivery spools: Sec 1 basic dimensions | REFERENCED_UNKNOWN |  | Dimensions | 6815 | Draft/Formulation | 2000
67009 | IS 8783 (Part 4/Sec 2):2026 | IS 14841 (Part 3/Sec 2):2000 | Packaging of winding wires: Part 3 taper barrelled delivery spools: Sec 2 specification for returnable spools made fromThermoplastic materials | COMPONENT_PRODUCT |  | Product Specification | 6816 | Draft/Formulation | 2000
67009 | IS 8783 (Part 4/Sec 2):2026 | IS 8783 (Part 1):1995 | Winding wires for submersible motors - Specification: Part 1 conductor data (First Revision) | COMPONENT_PRODUCT |  | Dimensions | 15968 | Current | 1995
67009 | IS 8783 (Part 4/Sec 2):2026 | IS 8783 (Part 2):1995 | Winding wires for submersible motors - Specification: Part 2 materials for dielectric and jacket (First Revision) | COMPONENT_PRODUCT |  | Others | 15969 | Superseded | 2026
67009 | IS 8783 (Part 4/Sec 2):2026 | IS 8783 (Part 3):1995 | Winding wires for submersible motors - Specification: Part 3 methods of tests (First Revision) | TEST_METHOD |  | Methods of tests | 15970 | Superseded | 2026
67009 | IS 8783 (Part 4/Sec 2):2026 | IS 8783 (Part 4/Sec 2):1995 | Winding wires for submersible motors - specification: Part 4 specification for individual wires: Sec 2 crosslinked polyethylene insulated and polyamide jacketed wires (First Revision) | COMPONENT_PRODUCT |  | Product Specification | 15972 | Superseded | 2026
67010 | IS 8783 (Part 4/Sec 3):2026 | IS 14841 (Part 2/Sec 1):2000 | Packaging of winding wires: Part 2 cylindrical barrelled delivery spools: Sec 1 basic dimensions | REFERENCED_UNKNOWN |  | Dimensions | 6813 | Draft/Formulation | 2000
67010 | IS 8783 (Part 4/Sec 3):2026 | IS 14841 (Part 2/Sec 2):2000 | Packaging of winding wires: Part 2 cylindrical barrelled delivery spools: Sec 2 specification for returnable spools made fromThermoplastic materials | COMPONENT_PRODUCT |  | Product Specification | 6814 | Draft/Formulation | 2000
67010 | IS 8783 (Part 4/Sec 3):2026 | IS 14841 (Part 3/Sec 1):2000 | Packag - Ing of winding wires: Part 3 taper barrelled delivery spools: Sec 1 basic dimensions | REFERENCED_UNKNOWN |  | Dimensions | 6815 | Draft/Formulation | 2000
67010 | IS 8783 (Part 4/Sec 3):2026 | IS 14841 (Part 3/Sec 2):2000 | Packaging of winding wires: Part 3 taper barrelled delivery spools: Sec 2 specification for returnable spools made fromThermoplastic materials | COMPONENT_PRODUCT |  | Product Specification | 6816 | Draft/Formulation | 2000
67010 | IS 8783 (Part 4/Sec 3):2026 | IS 14841 (Part 3/Sec 3):2000 | Packaging of winding wires: Part 3 taper barrelled dellVery spools: Sec 3 specification for non - Returnable spools made from thermoplastic material | COMPONENT_PRODUCT |  | Product Specification | 6817 | Draft/Formulation | 2000
67010 | IS 8783 (Part 4/Sec 3):2026 | IS 14841 (Part 4/Sec 1):2013 | Packaging of winding wires: Part 4 methods of test: Sec 1 delivery spools made from thermoplastic materials (First Revision) | TEST_METHOD |  | Methods of tests | 6819 | Current | 2013
67010 | IS 8783 (Part 4/Sec 3):2026 | IS 8783 (Part 1):1995 | Winding wires for submersible motors - Specification: Part 1 conductor data (First Revision) | COMPONENT_PRODUCT |  | Dimensions | 15968 | Current | 1995
67010 | IS 8783 (Part 4/Sec 3):2026 | IS 8783 (Part 2):1995 | Winding wires for submersible motors - Specification: Part 2 materials for dielectric and jacket (First Revision) | COMPONENT_PRODUCT |  | Others | 15969 | Superseded | 2026
67010 | IS 8783 (Part 4/Sec 3):2026 | IS 8783 (Part 3):1995 | Winding wires for submersible motors - Specification: Part 3 methods of tests (First Revision) | TEST_METHOD |  | Methods of tests | 15970 | Superseded | 2026
67010 | IS 8783 (Part 4/Sec 3):2026 | IS 8783 (Part 4/Sec 2):1995 | Winding wires for submersible motors - specification: Part 4 specification for individual wires: Sec 2 crosslinked polyethylene insulated and polyamide jacketed wires (First Revision) | COMPONENT_PRODUCT |  | Product Specification | 15972 | Superseded | 2026

## Licence Varieties
pk_is_id | standardNumber | total_isi_licences | product_varieties
111 | IS 269:2015 | 453 | (1) Grade- OPC 53, With performance improver and without optional test of transverse strength; (2) Grade-OPC 43, With performance improver and without optional test of transverse strength Name of the product-; Name of the product-; OPC 43 GRADE without performance improver and without optional test of transverse strength; OPC 53 GRADE without performance improver and without optional test of transverse strength; Name of the product-; , Grade 53; OPC grade 53 with Performance Improver; , Grade 43; OPC 43 Grade; OPC 53 Grade; Variety; OPC 53 Grade; , Grinding Unit), without performance improver and without optional test of transverse strength; , 53 GRADE-GRINDING UNIT; , 43 Grade; REPACKED; REPACKING -
162 | IS 13801:2013 | 49 | , Class: - General purpose Tiles/ Heavy Duty Floor Tiles, Type: Chequered Coloured Tiles, No. of Layer: Mono Layer/Double Layer.; , Class: General Purpose Tiles, Type: Plain Chequered Tiles, No. of Layer: Monolayer, Size(mm): 300 X 300 X 20, 300 X 300 X 22, 300 X 300 X 25, 200 X 200 X 20, 200 X 200 X 22, 200 X 200 X 25, 250 X 250 X 20, 250 X 250 X 22, 250 X 250 X 25; , Class: Heavy Duty Floor Tiles, Type: Plain Chequered Tiles, No. of Layer: Monolayer, Size(mm): 300 X 300 X 20, 300 X 300 X 22, 300 X 300 X 25, 200 X 200 X 20, 200 X 200 X 22, 200 X 200 X 25, 250 X 250 X 20, 250 X 250 X 22, 250 X 250 X 25; , Class: General Purpose and Heavy Duty Floor Tiles, Type: Chequered Tiles, No. of Layers: Mono-layer with Standard Size: 250 x 250 x 17 mm and 300 x 300 x 20 mm and Double layer with Standard Size: 250 x250 x 22 mm and 300 x 300 x 25 mm.; , Size (mm) Length x Breadth x Thickness: 300 x 300 x 25mm, 250 x 250 x 25mm, Class: General Purpose Tiles/ Heavy Duty Floor Tiles, Type: Chequered coloured tiles, No of layer Monolayer/ Double layer.; , Sizes 250X250X25 mm and 300X300X25 mm, General Purpose Tiles, Chequered coloured tiles, Double layer; Chequered Colored Tiles 200X200,250X250,300X300 General Purpose Tiles?and Heavy Duty Floor Tiles Monolayer and Double layer; Name of the Product- , Class- General Purpose and Heavy-Duty Floor Tiles, Type- Chequered coloured tiles, No of layer- Monolayer and Double layer, Size 250x250x25mm and 300x300x25mm.; , Classification: General Purpose and Heavy Duty Floor Tiles, No. of Layers: Monolayer and Double layer, for following sizes as per IS 13801:2013 i) Size 250x250x25mm ii) Size 300x300x25mm; Size-300x300x30mm, 300x300x25mm,250x250x25mm, 250X250X22mm Class-General Purposes Tiles and Heavy Duty Floor Tiles, Type-Chequered Coloured Tiles, No of Layers-Double layer and Monolayer
165 | IS 3812 (Part 1) : 2013 | 1
356 | IS 15834:2020 | 6 | 200mm, D=14mm; 250mm, D=14mm; 200mm, D=16mm; 250mm, D=16mm; 300mm, D=16mm; Clip Type, Bolt Diameter 16mm, Size 300mm; I) Type Clip, size 200mm, 250mm 300mm, Bolt Diameter 16mm ii) Type Clip, 250mm , Bolt Diameter 14mm; STAINLESS STEEL SLIDING DOOR BOLTS FOR USE WITH PADLOCK, TYPE - CLIP TYPE, SIZE(LENGHT OF BOLT)- 300MM, BOLT DIAMETER - 16MM; STAINLESS STEEL SLIDING STEEL DOOR BOLTS FOR USE WITH PADLOCK, TYPE- CLIP TYPE, SIZE LENGTH OF BOLT)- 250 MM, BOLT DIAMETER- 14 MM; Name of the Product -Stainless Steel sliding door bolts (Aldrops) for use with padlocks,Type -Clip type,Size -200 mm/ 250 mm/ 300 mm, Bolt diameter 16 mm; a) Stainless Steel sliding door bolts (Aldrops) for use with padlocks, Type- Clip type, Size- 150mm/ 200 mm/ 250mm, Bolt diameter 12 mm b) Stainless Steel sliding door bolts (Aldrops) for use with padlocks, Type-Clip type, Size - 150mm/ 200 mm/ 250mm /300mm, Bolt diameter 14 mm c) Stainless Steel sliding door bolts (Aldrops) for use with padlocks, Type-Clip type, Size - 150mm/ 200 mm/ 250mm /300mm/350mm/400mm, Bolt diameter 16 mm; i) Clip Type, Bolt Diameter 12mm, Size 200mm and 250mm ii) Clip Type, Bolt Diameter 16mm, Size 200mm, 250mm, 300mm, 350mm and 400mm; Stainless steel Sliding door bolts for use with Padlocks, Type- clip type, Size (Length of Bolt) 300MM, Bolt Diameter 14MM Stainless steel sliding door bolt for use with Padlocks, Type- clip type, Size (Length of Bolt) 200MM, Bolt Diameter 14MM
1562 | IS 10701:2012 | 20 | BWP/STRUCTURAL PLYWOOD/?SIZE-2440*1220,2140*1220,1840*1220,2440*920,2140*920,1840*920MM,?thickness-upto and Including 25mm; Grade- BWP, thickness upto and including 12 mm; 2440 X 1220 X 19MMcommaGRADE-BWP; Structural Plywood; Structural Plywood Product, Thickness upto and including 19mm; Structural Plywood ¦ Size: Thickness upto and including 19 mm.; Structural Plywood, Size- Thickness up to and including 19mm; Structural Plywood, Size: Thickness upto and including 19 mm; Structural Plywood, Thickness- up to and including 19mm; Structural Plywood, for thickness upto and including 19mm; Structural plywood/thickness up to and including 25 mm/size up to and including 2440 mm x 1220 mm
1683 | IS 1079:2017 | 22 | Grade HR0, HR1, HR2, HR3 and HR4, without Micro alloying, Condition Pickled and Oiled Variety Sheet of thickness from 1.2 mm up to & including 4 mm, width from 500 mm up to & including 1250 mm; Grade - HR0, HR1, HR2, HR3, HR4, ISH270C, ISH270D, ISH270E, with micro alloying element, Condition- As hot rolled, Strip thickness - 1.60 mm to 16.00 mm, width - 900 mm to 1650 mm.; HR1, HR2, HR3 and HR4, MILL EDGE,FULLY KILLED STEEL EITHER BY ALUMINIUM OR SILICON-ALUMINIUM; Hot Rolled Carbon Steel Strip Grade HR0,HR1,HR2 Condition-Hot rolled pickled and oiled,hot rolled pickled skin passed and oiled strip- thickness-1.8mm to 4.3mm, width-900mm to 1320mm; Hot Rolled Carbon Steel Strips for Cold rolling purposes,Grade HR1,HR2,HR3,HR4,thickness 1.6 mm to 12 mm,Width upto 2050 mm; Inclusion of width : 80 mm to 900 mm for all grades for thickness up to 4 mm; GRADE:O,D,DD & EDD. THICKNESS: 1.20 TO25 MM . WIDTH: 900 TO 1560 MM; Hot Rolled Carbon Steel Sheet, Plate and Strip, Grade (with and without microalloying elements)- HR0, HR1, HR2, HR3, HR4, ISH270C, ISH270D, ISH270E, Sizes: Thickness- from 1.2mm to 12mm and Width- from 80mm to 1650mm, Supply Condition: Hot rolled (As rolled).; Name of the product : Hot Rolled Carbon Steel Strip (in coil form); Condition : As Rolled; Grade : HR0 / HR1 / HR2 / HR3 / HR4 Without Micro Alloying; Variety : Width (As Rolled Edge / Trimmed Edge) : 20 mm up to and including 600 mm, Thickness : 1.60 mm up to and including 5.00 mm.; Name of the product: Hot Rolled Carbon Steel Sheet, Plate and Strip, Grade(with/without microalloying): HR0, HR1, HR2, without microalloying, Condition : As-rolled, Pickled and oiled Variety(Thickness &Width): Strip: Thickness 1.60mm to 6.00mm, width- 150 mm to 1600mm, Sheet: Thickness 1.60mm to 6.00mm, width- 150 mm to 1600mm.; Plate-Grade-HR0, t-above 25mm to 150mm, Width-above 2050 mm to 4900mm Grade: ISH270C, ISH270D, ISH270E, t-0.8mm to 25mm, Width-80mm to 2050mm; 1)IN COIL FORM OF WIDTH 700-2050mm, THICKNE...
2629 | IS 11513:2017 | 16 | CR11; CR9; CR5; CR15; CR10; CR8; CR12; GRADE: O,D,DD & EDD TYPE : GROUP I REROLLER SIZE : THICKNESS 1.6MM TO 12MM WIDTH 600 TO 1250MM; CR3-DEEP DRAWING QULAITY CR4-EXTRA DEEP DRAWING ALUMINIUM KILLED [NON AGEING] CR0, CR1,CR2, CR3, CR4, CR6, CR7 Thickness 1.2mm to 6.0mm Width 900mm to 1550 mm; Width Range from 80 mm upto and including 900 mm and Thickness range from 1.20 mm upto and including 4.00 mm; Width up to and including 1650 mm; Name of the product: Hot Rolled Carbon Steel Strip for Cold Rolling Purposes, Grades: CR0, CR1, CR2, CR3, CR4 comma CR5, Size: Thickness from 1.2 mm to 4.0 mm and width from 80 mm to 900 mm, Conditions: Fully killed steel with Mill edge; Hot Rolled Carbon Steel Strip for Cold Rolling Purposes, CR8, Sizes: Thickness- from 1.2mm to 8mm and Width- from 80 mm to 1650mm; Grade CR0 , CR1 , CR2 , CR3 , CR4 and CR5, Width of Strips from 20mm up to and including 650 mm, Thickness of Strip from 1.00 mm up to and Including 6.00 mm.; Grade CR8, CR9, CR 10 and CR 11, Thickness- 1.6 mm upto and including 8.0 mm, Width 900 mm upto and including 1540 mm, with addition of microalloying elements.; 8,9,10,11; Hot rolled carbon steel strip, Grade - CR6 and CR 7, Thickness- 1.6 mm to 8.0 mm, Width 900 mm to 1540 mm, with and without microalloying; Hot rolled carbon steel strip for cold rolling purposes "Grade Designation: CR5(IF), Thickness: 1.6mm to 8.0mm, Width:900mm to 1540mm; Grade Designation - CR0 / CR1 / CR2 / CR3 / CR4 / CR5, Width from 900mm up to and Including 1650 mm, Thickness from 1.6mm up to and including 16.00 mm.; Grade Designation - CR6 / CR7, Width from 900mm up to and Including 1650 mm, Thickness from 1.00 mm up to and including 16.00 mm, ; Grades - CR0, CR1, CR2, CR3, CR4, Thickness from 1.6 mm upto and including 8.0 mm, width from 900 mm upto and including 1650 mm.; Grades - CR5, CR6, CR7 and CR 15. Size : Strip Thickness 1.60 mm to 8.00 mm, Width- 900 to 1650 mm; Grades -CR0,CR1,CR2,CR3, Size : Width from 100 mm up to ...
2985 | IS 1180 (Part 1):2014 | 960 | Outdoor Type Mineral Oil Immersed Distribution Transformers up to including 200 kVA, Nominal system voltage up to including 11 kV, Three phase, Sealed/Non-sealed, Aluminium wound, CRGO core, Energy Efficiency Level 1 and 2; Outdoor/Indoor Type Mineral Oil Immersed Distribution Transformers, Above 200 kVA and up to and including 2500 kVA, nominal system voltage upto and including 11kV, Three Phase, Non Sealed, Copper Winding, CRGO Core, Energy Efficiency Level - 2 and 1.; Outdoor/Indoor Type Mineral Oil Immersed Distribution Transformers, above 200KVA upto and including 2500 kVA , Nominal System Voltage above 11 KV and upto and including 22KV, Three Phase, Non-Sealed, Copper Winding , CRGO core, EEL-2 and 1; Outdoor/Indoor Type Mineral Oil Immersed Distribution Transformers, Above 200 kVA upto and including 315 kVA, up to and including 11 kV, Three Phase, non-sealed, Copper winding, CRGO Core, Energy Efficiency Level 1.; Outdoor/Indoor Type Mineral Oil Immersed Distribution Transformers, above 200 kVA upto and including 1250 kVA, Nominal system voltages upto and including 11 kV, Three Phase, Non-Sealed, Copper winding, CRGO Core, EEL-1; Outdoor/Indoor Type Mineral Oil Immersed DistributionTransformers, Up to and including 200 kVA, Nominal System Voltage uptoand including 11KV, Three Phase, Non-Sealed, Aluminium Winding , CRGOcore, EEL-1.; Outdoor/Indoor type Mineral Oil immersed Three Phase, Sealed type, Copper Conductor, CRGO Core, up to and including Energy Efficiency Level-2 Distribution Transformer with Nominal System Voltage 33 kV for ratings above 200 kVA to up to and including 1250 kVA; Outdoor/Indoor Type Mineral Oil Immersed Three-phase Distribution Transformer, non-sealed type, copper winding, CRGO core, up to and including Energy Efficiency Level- 3 for ratings above 200 kVA and up to and including 1000 kVA having nominal system voltage up to and including 11 kV as per IS 1180(Part1 ):2014.; Outdoor/Indoor type mineral oil immersed three phase distribut...
3683 | IS 1237:2012 | 7 | 300 mm x 300 mm x 25 mm, General purpose tiles, Terrazo tiles (with or without pigments and chip size smallest upto 20mm) comma Double layer; SIZE 250X250X22MM, CLASS:GENERAL PURPOSES TILES WITH CHIPS OF SIZE VARYING FROM SMALLEST UPTO 20MM; Cement Concrete Flooring Tiles (Without Pigments) for General Purposes of the following sizes: Length Breadth Thickness (mm) (mm) (mm) 200 200 20 250 250 22 300 300 25; Cement Concrete Flooring Tiles,,Single layer and Double layer,general purpose and heavy duty floor tiles,300X300X23mm and 250X250X23mm; GENERAL PURPOSE HEAVY DUTY 250*250*22 mm; Size- 250mm x 250mm x 22mm; Size- 200 x 200 x 20mm and 300 x 300 x 25mm; Sizes 250x250x22mm and 300x300x25mm
3714 | IS 1239 (Part 2):2011 | 24 | 15mm upto and including 150mm NB; Hot finished seamless sockets of nominal bore 15mm, 20mm, 25mm, 32mm, 40mm, 50mm, 65mm, 80mm and 100 mm, with galvanizing protective coating.; ; Inclusion of Steel Tubulars Fittings as per IS 1239 Part 2 2011 1. Elbow , Union, Tee Cross Nominal size from 8 mm up to and including 50 mm in our existing Licence No CM/L- 9700129618; Steel tubular fittings, Cross equal and reducing, Nominal size 8mm up to and including 40mm, Hot finished seamless, Screwed, Black; Steel tubular fittings, Socket equal and reducing, Nominal size 8mm up to and including 50mm, Hot finished seamless, Screwed, Black; Mild Steel Welded and Seamless Galvanized Sockets, 15mm NB upto and including 80mm NB; Name of Product: Steel Tubes, Tubulars and Other Steel Fittings Part 2 ; Method of Manufacture: Hot-Finished Seamless (HFS); Type: a) Socket b) Other Fittings - Elbows, Tees and Crosses; Size Designation: 6 mm to 50 mm; Optional Requirement: Protective Coating (Galvanizing); Name of the product- Steel Tubes, Tubulars and Other SteelFittings Part 2 , ,Type- Tee Fitting, Nominal Size of Outlet upto and including 100 mm,with or without Galvanizing.; Socket, Elbow, Tee, Cross, Size designation- 6mm to upto and including?100mm, HFS, Black; Sockets, Black and Galvanized, Size: 15 NB to 150NB; Steel Tubes, Tubulars and Other Steel Fittings Part 2 , for the following varieties:- Equal Socket, Elbow, Tee and?Cross, Size 6 mm up to and including 80 mm, Method of Manufacture- HFS, Ungalvanized; Type-1, Welded, black, plain ended, Nominal bores 50 to 150mm (both including)
4001 | IS 12592:2002 | 130 | 1) Grade Designation: LD-2.5, Shape: Rectangular, Size: 450 x 600 mm 2) Grade Designation MD-10, Shape: Rectangular, Size: 450 x 600 mm. 3) Grade Designation: MD-10, Shape: Square, Size: 450 x 450 mm. 4) Grade Designation: MD-10, Shape: Circular, Size: 560 mm. 5) Grade Designation: MD-10, Shape: Square, Size 600 x 600 mm. 6) Grade Designation: HD-20, Shape: Rectangular, Size: 900 x 450 mm. 7) Grade Designation: HD-20, Shape: Circular, Size: 560 mm.; Grade Designation EHD-35, HD-20, MD-10 and LD-2.5, Circular shape of Size 450 mm and 560 mm.; Grade Designation HD 20 Shape Circular Sizemm560; Grade Designation - MD-10comma Shape-Rectangularcomma Size- mm 600x450; GradeMedium Duty MD - 10 Shape Square Size 450 mm X 450 mm and 600 mm X 600 mm; Grade Designation: LD-2.5, Description: Square, Clear Opening in Frame, mm: 450X450; Grade Designation: MD-10, Description: Square, Clear Opening in Frame, mm: 600X600; Grade Designation: MD-10, Description: Rectangular, Clear Opening in Frame, mm: 450X600; Grade Designation: MD-10, Description: Circular, Clear Opening in Frame, mm: 500 & 560; Grade Designation: HD-20, Description: Circular, Clear Opening in Frame, mm: 560 & 600; Grade Designation: EHD-35, Description: Circular, Clear Opening in Frame, mm: 560 & 600; Heavy Duty (HD 20), Circular, Size 450 mm to 560 mm; Extra Heavy Duty?(EHD 35), Circular, Size 450 mm to 560 mm; Medium Duty (MD 10),?Circular, Size 450 mm to 560 mm; Light Duty (LD 2.5), Circular, Size?370 mm to 560 mm; MD-10, RECTANGULAR, 600 X 450mm CLEAR OPENING , HD-20,CIRCULAR 500mm CLEAR OPENING; (1). Light Duty:LD-2.5, Rectangular Shape, Clear Opening 450mm x 600mm (2). Heavy Duty:HD-20, Circular Shape, Clear Opening 560mm and 600mm (3). Extra HeavyDuty, EHD-35, Circular Shape, Clear Opening 560mm and 600mm (4). MediumDuty, MD-10, Circular Shape, clear Opening 500mm; Precast Concrete Manhole Cover and Frame, Extra Heavy Duty, EHD-35, Circular, clear opening 560mm; Precast concrete manhole cover and frame He...
4003 | IS 12594:1988 | 3 | 1) Coating Class A & B on HSD Bars for concrete reinforcement; 2) Coating Class A & B on Hot Rolled Medium and High Tensile Structural Steel Angles.; Hot-Dip Zinc Coating on Structural Steel Bars for Concrete Reinforcement, Coating Class A and B, Thickness from 1 mm up to and including 40 mm.; a) Coating Class B on HSD bar for concrete reinforcement b) Coating ClassA and B on Hot rolled Medium and Tensile Structural Steel
6038 | IS 14276:2016 | 2 | Cement Bonded Particle Boards as per IS 14276:2016 for Length 2440 mm Width 1220 mm and Thickness 6 mm and 12 mm; cement bonded particle boards (unsanded)of Thickness 6mm, 8mm, 10mm ,12mm & 16mm only
6875 | IS 1489 (Part 1) : 2015 | 517 | ; ; ; , without optional test of transverse strength.; ; ; ; REPACKING; Type
6876 | IS 1489 (Part 2):2015 | 10 | ; ; Portland pozzolana cementCalcined Clay Based; Portland-; Specification for Portland-
7578 | IS 1545:1994 | 15 | 6. Grade- CuZn29Sn1As, CuZn21A12As , Condition - Temper Annealed (TA) , Outside Diameter from 9.50 mm to up to and including 57.20 mm, Wall Thickness from 0.70 mm to up to and including 6.30 mm; 5. Grade- CuNi10Fe1, CuNi30Mn1Fe, Condition - Annealed (O), Outside Diameter from 9.50 mm to up to and including 48.30 mm, Wall Thickness from 0.70 mm to up to and including 3 mm; 4. Grade- CuZn30As, CuZn29Sn1As, CuZn21A12As, Condition - Annealed (O), Outside Diameter from 9.50 mm to up to and including 57.20 mm, Wall Thickness from 0.70 mm to up to and including 6.30 mm; 3. Grade- Cu-DLP , Cu-DHP, Condition Annealed (O), Size- Outside Diameter from 6.35 mm to up to and including 54 mm, Wall Thickness from 0.50 mm to up to and including 4.16 mm; 2. Grade- Cu-DLP , Cu-DHP, Condition Half Hard (HB), Size- Outside Diameter from 6.35 mm to up to and including 54 mm, Wall Thickness from 0.70 mm to up to and including 4.16 mm; 1. Grade- Cu-DLP , Cu-DHP, Condition As Drawn(HD), Size- Outside Diameter from 6.35 mm to up to and including 54 mm, Wall Thickness from 0.60 mm to up to and including 4.16 mm; Copper and copper alloy tubes- CuZn21A12As (Condition -TA) -OD: 9.525mm to 25.4mm and wall thickness: 0.9mm to 2.8mm, Copper and copper alloy tubes- CuNi10Fe1 (Condition -O) -OD: 9.525mm to 30mm and wall thickness: 0.7mm to 2.8mm, Copper and copper alloy tubes- CuNi30Mn1Fe (Condition-O) -OD: 9.525mm to 25.4mm and wall thickness: 1.0mm to 2.8mm, Copper and copper alloy tubes- CuZn29Sn1As (Condition-TA) - OD: 9.525mm to 30mm and wall thickness: 0.7mm to 2.8mm; Grade Cu DLP and Cu DHP, Condition - Annealed (O), Half Hard (HB) and As Drawn (HD), Size- Outside diameter from 5.00 mm to up to and including 75.0 mm, wall thickness from 0.75 mm to up to and including 15 mm; Grade Cu-DLP and Cu-DHP, Condition - Annealed (O), Half Hard (HB) and As Drawn(HD), Size OD 05.00mm up to and including 62.00mm, Wall thickness 0.50mm up to and including 5mm; Grade- CuZn29Sn1As, C...
7676 | IS 1554 (Part 1):1988 | 331 | Armoured/Unarmoured, with Aluminium/Copper Conductor, Class 1/2, Insulation Type A, Sheath Type ST1, Category 01/C1/C2, except for use in Mines, excluding Low Temperature Applications, for working Voltages up to and including 1100 V, for the following varieties: a) Single Core for Sizes up to and including 400 mm. b) Multi-core up to and including 04Cores with reduced neutral, Sizes up to and including 400/185 mm.; PVC INSULATED (HD) , SHEATHED/UNSHEATHED, ARMOURED/UNARMOURED, FOR WORKING VOLTAGES UPTO AND INCLUDING 1100V, , ; PVC Insulated (Heavy Duty) ; Armoured/Unarmoured; Insulation Type A / Type C; Sheath Type ST1/ Type ST2; Sizes upto and including 630mm2 (multi-core) & 1000mm2 (single core) , Category 01/C1/C2; , Armoured / Unarmoured, with Aluminium / Copper Conductor, Class 1 / 2, Insulation Type A , Sheath Type ST1, Category 01, except for use in Mines, including Low Temperature Applications, for working Voltages up to and including 1100 V, for the following varieties: a) Single core for sizes upto and including 300 sq mm; b) Multi core upto and including 4 cores for sizes upto and including 300 sq. mm c) Multi core up to and including 19 cores of sizes upto and including 2.5 sq. mm; , Armoured/Unarmoured, , with Aluminium/Copper Conductor, Class 1/2, Insulation Type A, Sheath Type ST1, Category 01/ C1/ C2, except for use in Mines, including Low Temperature Applications, for working Voltages up to and including 1100 V, for the following varieties: a) Single Core for Sizes upto and including 1000 sq mm. b) Multi-core upto and including 03 Cores, Sizes upto and including 400 sq mm; , Armoured / Unarmoured, with Copper /Aluminium Conductor, Class 1/2,Insulation Type A/C, Sheath TypeST-1/ST-2, Category 01, C1 (FR) and C2 (FRLSH) except for use in Mines,including Low Temperature Applications for working Voltages up to andincluding 1100 V, for the following varieties: a) Single Core for Sizesup to and including 300mm?. b) Multicore Cable up to and includin...
7823 | IS 1566:1982 | 7 | (1) Type-Square Mesh Mesh Size-From 100 mmx100 mm to 200 mmx200 mm. Maximum Diameter of wire- 8 mm, (2) Type- Oblong Mesh Mesh Size- From 300 mmx75 mm to 300 mmx100 mm. Maximum main Diameter of wire- 8 mm; Hard Drawn Steel Wire Fabric, Type- Square mesh, Mesh Size- From (100X100) mm up to (150X150) mm for wire diameters from 4 mm up to and including 6 mm; Hard Drawn Wire Fabric, Square mesh of Mesh Size 200 mm.; Hard Drawn Steel Wire Fabric, Square mesh of Mesh Size 75 mm; OBLONG MESH, WITH WIRE DIAMETERS 5MM LONGITUDINAL AND 4.2MM?TRANSVERSE, MESH SIZE 75MM X 250MM - TO - OBLONG MESH, WITH WIRE?DIAMETERS 10MM LONGITUDINAL AND 5.6MM TRANSVERSE, MESH SIZE 75MM X 400MM; SQUARE MESH, WITH WIRE DIAMETER 5MM LONGITUDINAL AND 5MM TRANSVERSE,?MESH SIZE 50MM X 50 MM - AND- WITH WIRE DIAMETER 4MM LONGITUDINAL AND?4MM TRANSVERSE, MESH SIZE 100MM X 100MM - TO - SQUARE MESH, WITH WIRE?DIAMTER 10MM LONGITUDINAL AND 10 MM TRANSVERSE, MESH SIZE 200MM X 200?MM; Product: Hard Drawn steel wire fabric for concrete reinforcement. Type: Square Mesh Mesh Size from 25mm up-to and including 150 mm; Type : Square mesh, Mesh Size : 150 mmx 150 mm; Type- Square mesh, Mesh size 200mm with diameter 10 mm and Mesh size 100mm with diameter 4 mm.
8040 | IS 1592:2003 | 11 | 800 MM CLASS-20; , Class 10 With & Without Fly Ash UPTO & INCLUDING 700mm, Class 15 With & Without Fly Ash UPTO & INCLUDING 600mm, Class 20 With & Without Fly Ash UPTO & INCLUDING 600mm, Class 25 , Class 10/15/20/25, with & without fly ash b) 200 to 600mm , Class 15/20/25, with & without fly ash c) 700 , Class 15 with fly ash d) 700 , Class 25 with fly ash 1) ,Class-10,15,20& 25 with & without fly ash 2), Class-20 with & without fly ash 3)AC Pressure joints/couplings 700mm, Class-20 with fly ash 4)AC Pressure joints/couplings 700mm, Class-15,20 and 25 , Class-15 without Fly Ash 2)900mm , Class-15 without Fly Ash; 1000 MM CLASS-20; 80mm to 150mm, Class 10 - With & Without Fly Ash 80mm to 250mm, Class 15 - With & Without Fly Ash 80mm to 250mm, Class 20 - Without Fly Ash; 80mm to 150mm, Class 10 - With & Without Fly Ash 80mm to 300mm, Class 15, 20 & 25 - With & Without Fly Ash; 80mm to 150mm, Class 10 and 80mm to 300mm Class 15 without fittings;; SIZE- NOMINAL DIAMETER 80 MM,100MM,125 MM?and 150 MM; PRESSURE CLASS - 10 AND 15; , class-10 ( with & without fly ash) 80mm to 350mm , class-15 ( with & without fly ash) 80mm to 300mm , class-20 & 25 ( with & without fly ash) , Class-12 with Fly Ash; ,100mm, ,150mm , Class 15, Nominal diameter n 80mm, 100mm, 150mm.; CLASS 10, SIZES 80mm TO 150mm CLASS 15, SIZES 200mm TO 300mm; I) , CI-10, Nominal diameter 50, 60, 80, 100 and 125mm II) , Cl-12, Nominal diameter 200, 300, 350, 400, 450, 500 and 600 mm. III) , Cl-15, Nominal diameter 50, 60, 80, 100, 125, 200, 300, 350, 400, 450, 500 and 600 mm. IV) , Cl-15, Nominal diameter 50, 60, 80, 100, 125, 200, 300, 350, 400, 450, 500 and 600 mm.; , Nominal diameter 150 mm ii.Class 12, Nominal diameter 250 mm iii. Class 15, Nominal diameter 150 mm and 250 mm. b) , Nominal Diameter 150 mm and 250 mm
8062 | IS 1626 (Part 2):1994 | 1
8063 | IS 1626 (Part 3):1994 | 7 | 1. Corrugated serrated Adjustable Ridge(c1) 2. Corrugated North Light Curve (C9) 3. Corrugated Close Fitting Adjustable Ridge(c12); ; Corrugated Serrated Adjustable Ridges (code- C 1); Ridges (all sizes); Roofing Fittings
8195 | IS 1786:2008 | 567 | Grade Fe 550 and Fe 550D, Sizes- 8 mm, 10 mm, 12 mm, 16 mm, 20 mm, 25 mm, 28 mm, 32 mm; Grade: Fe 500 and Fe 500D, Sizes - Sizes- 8 mm, 10 mm, 12 mm, 16 mm, 20 mm, 25 mm, 28 mm, 32 mm,; Grade-Fe 550/Fe 550D,Nominal Sizes- 8 mm, 10 mm, 12 mm, 16 mm, 20 mm, 25 mm,32 mm.; Grade-Fe 550/Fe 550D, Nominal Sizes- 8 mm, 10 mm, 12 mm, 16 mm, 20 mm, 25 mm; ,Fe415D,Fe500 and Fe 500D,Size 8mm to 32mm; HSD Steel Bars (TMT) of Grade Fe 500 and Fe 500D and Sizes from 8 mm up to and including 20 mm; High strength deformed steel bars (TMT), Grade Fe 600, Sizes 8mm to 32mm; HSD Bars (TMT) , Fe 550 and Fe 550D, Size 8mm to 32mm; HSD Bar of Size from 08 mm up to and Including 32 mm for Grade Fe - 500, Fe - 500D, Fe - 550, Fe - 550D, ; High Strength Deformed (TMT) , Fe550 and Fe550D, for size 8mm to 32mm; High Strength Deformed Steel ( TMT) bars of Grade Fe 500 and Size 25mm; Grade- Fe 500, Nominal Size- 32mm.; Grade Fe 415 Nominal size ranges from 8 mm to 16 mm, Fe 500, 8 mm to 20 ; ,Grade Fe500,Fe500D,Fe 500S,Fe 550,Fe 550D,nominal size 8 mm,10mm,12mm,16mm,20mm,25 mm.; , size 8mm to 32mm , Fe415D, Fe550 & Fe550D; (THERMO MECHANICALLY TREATED) OF SIZES 8mm TO 25mm DIA,GRADE FE 415(EXCEPT 18mm AND 22mm) ; IS 1786:2008; H S D STEEL BARS FOR CONCRETE REINFORCEMENT (TMT PROCESS) FOR GRADE Fe 415 & Fe500 FOR SIZES FROM 8 mm TO 32 mm.; 8 mm to 32 mm size, grade Fe 550 and Fe 550 D; Product -, Grade- Fe 500/Fe 500D/Fe 500S/Fe 550/Fe550D, Nominal?Size- 8 mm, 10 mm, 12 mm, 16 mm, 20 mm, 25 mm, 28 mm, 32 mm; , Fe550 & Fe550D , 500S and Fe415S
8280 | IS 1879:2010 | 75 | , Grade: BM 300, (1) Type of Fitting: Equal Elbow A1, Equal Tee B1, Equal Socket M2, Equal Union U1, Equal Nipples N8, Equal Cross C1, Plain Plug T8, Backnuts P4, Side Outlet Tees Za2, Side Outlet Tees Za1, Size Designation: - 1/2 upto and including 2 (2) Type of Fitting: Equal Elbow A1, Equal Tee B1, Equal Socket M2, Equal Union U1, Equal Nipples N8, Plain Plug T8, Backnuts P4, Size Designation: - 2 upto and including 3 (3) Type of Fitting: Equal Elbow A1, Equal Tee B1, Equal Socket M2, Equal Union U1, Equal Nipples N8, Size Designation: - 3 upto and including 4 (4) Type of Fitting: Equal Elbow A1, Equal Tee B1, Equal Socket M2, Equal Union U1, Size Designation: - 4 upto and including 6 (5) Type of Fitting: Reducing Elbow A1, Reducing Socket M2, Size Designation: - 3/4 X 1/2 up to and including 6 X 5, excluding following inlet or oulet size dimensions - 1/8,1/4, 3/8 (6) Type of Fitting: Reducing Tee B1, Size Designation: - 3/4 X 1/2 X 3/4 up to and including 6 X 5 X6, excluding following inlet or oulet size dimensions - 1/8, 1/4, 3/8 (7) Type of Fitting: Nipple N8, Size Designation: - 3/4 X 1/2 up to and including 3 X 2 , excluding following inlet or oulet size dimensions - 1/8,1/4, 3/8 (8) Type of Fitting: Cross C1, Size Designation: - 3/4 X 1/2 X 3/4 X 1/2 up to and including 2 X 1/2 X 2 X 1/2 , excluding following inlet or oulet size dimensions -1/8, 1/4, 3/8 (9) Type of Fitting: Bushing N4 , Size Designation: - 3/4 X 1/2 up to and including 3 X 2 , excluding following inlet or oulet size dimensions - 1/8, 1/4, 3/8Type of Fitting: Equal Elbow A1, Equal Tee B1, Equal Socket M2, Equal Union U1, Equal Nipples N8, Equal Cross C1, Plain Plug T8, Backnuts P4, Side Outlet Tees Za2, Side Outlet Tees Za1, Size Designation: - 1/2 upto and including 2 (2) Type of Fitting: Equal Elbow A1, Equal Tee B1, Equal Socket M2, Equal Union U1, Equal Nipples N8, Plain Plug T8, Backnuts P4, Size Designation: - 2 upto and including 3 (3) Type of Fitting: Equal Elbow A1, Equal Tee B1...
8405 | IS 1897:2008 | 40 | 1) Copper strip for electrical purposes, Condition: HD, Sizes (thickness): Thickness 2.0 mm up to and including 6.0 mm, Without controlled proof resistance 2)Copper strip for electrical purposes, Condition: O, Sizes (Thickness) - 1.0 mm up to and including 1.80 mm, Without controlled proof resistance, 3) Copper strip for electrical purposes, Condition HB, Sizes (thickness): 0.95 mm up to and including 1.80 mm, Without controlled proof resistance; Copper Strip for Electrical Purposes, Condition: Annealed, Size (Thickness): 1.85 mm up to and Including 6.0 mm, Without Controlled Proof Resistance; Copper Strip for Electrical Purposes, Condition: Half Hard (HB), Size (Thickness): 0.5 mm up to and Including 1.80 mm, Without Controlled Proof Resistance; Copper Strip for Electrical Purposes, Condition: Hard (HD), Size (Thickness): 0.5 mm up to and Including 6.0 mm, Without Controlled Proof Resistance; Copper Strip for Electrical Purposes, Condition: Annealed (O), Size (Thickness): from 0.5 mm up to and including 1.80 mm, Without Controlled Proof Resistance; Condition O (Annealed), Thickness: 0.15mm to up to and including 1.8mm, 1.81mm to up to and including 6.0mm, Condition HB (Half Hard), Thickness: 0.15mm to up to and including 1.8mm, 1.81mm to up to and including 6.0mm and Condition HD (Hard), Thickness: 0.15mm to up to and including 6.0mm; Condition O (Annealed), Thickness: 0.16mm to up to and including 01.80mm, 01.81mm to up to and including 06mm, Without controlled proof resistance; Condition HB (Half Hard), Thickness: 0.16mm to up to and including 1.80mm, 1.81mm to up to and including 06mm, Without controlled proof resistance; Condition HD (Hard), Thickness: 0.16mm to up to and including 6.0mm, Without controlled proof resistance; Condition O (Annealed), Thickness: 0.45mm to up to and including 1.8mm, 2.00mm to up to and including 6.0mm; Condition HB (Half Hard), Thickness: 1.00mm to up to and including 1.8mm, 1.82 mm to up to and including 6.0mm; Condition ...
8512 | IS 1993:2018 | 3 | (1) (a) Name of the product: Cold-, T53, T55, T57, T59, T61, T65 (c) Thickness Range: 0.15 mm to 0.60 mm (d) Width range: 600 mm to 1250 mm (e) Mass of tin coating range: 1.0 g/m2 to 11.2 g/m2 (f) Finish: Bright, Fine stone, Stone, Silver, Matt (2) (a) Name of the product: Cold-, T72, T73, T75, T76 (c) Thickness Range: 0.10 mm to 0.40 mm (d) Width range: 600 mm to 1250 mm (e) Mass of tin coating range: 1.0 g/m2 to 11.2 g/m2 (f) Finish: Bright, Fine stone, Stone, Silver, Matt (3) (a) Name of the product: Cold-, TH245, TH260, TH275, TH300, TH330, TH350, TH385, TH400, TH415, TH435, TH450, TH480, TH520, TH550, TH580, TH620, TH650 (c) Thickness Range: 0.10 mm to 0.60 mm (d) Width range: 600 mm to 1250 mm (e) Mass of tin coating range: 1.0 g/m2 to 11.2 g/m2 (f) Finish: Bright, Fine stone, Stone, Silver, Matt; 3. Designations of Single/Double cold reduced tinplate classified on tensile property and requiring Continuous Annealing(CA)= TH385,TH400,TH415,TH435,TH450,TH480,TH520,TH550, Thickness Range= 0.14 -0.40 mm, Width range= 600 -1250 mm, Both equal and differential coating ,Mass of Tin coating 1.0 g / m2 to 11.2 g / m2,Finish= Bright = Fine Stone , Stone , Silver , Matt ,Both Coil and Sheet.; 2. Designations of Double cold-reduced tinplate classified on basis of hardness values(HR30Tm and Continuous annealing )=T71,T72, Thickness Range= 0.14 -0.40 mm, Width range= 600 -1250 mm, Both equal and differential coating ,Mass of Tin coating 1.0 g / m2 to 11.2 g / m2,Finish= Bright = Fine Stone , Stone , Silver , Matt ,Both Coil and Sheet; 1. Designations of Single cold-reduced tinplate classified on basis of hardness values(HR30Tm) Continuous annealing= T49, T53, T55,T57, T59, T61, Thickness Range= 0.17 -0.60 mm, Width range= 600 -1250 mm, Both equal and differential coating ,Mass of Tin coating 1.0 g / m2 to 11.2 g / m2,Finish= Bright = Fine Stone , Stone , Silver , Matt ,Both Coil and Sheet.; a) Name of the product: Cold-, TS230, TS245 comma TS260, TS275, TS290, TS340, TS...
8620 | IS 208:2020 | 10 | "Door Handles,Type 4 Bright Finesh for Sizes 100mm,125mm and 150mm"; Door Handles, TYPE-4, Sizes: 75mm, 100mm, 125mm comma 150mm, MATERIAL: STAINLESS STEEL; Type 4, Size 75 mm, Material Aluminium Alloy; Door Handles Aluminium TYPE 4; Door Handles, Type 4-Fabricated, Size: 75mm 100mm 125mm150mm, Material: Aluminium Alloy.; Door Handles, Type-4, Size-75mm, 100mm, 125mm, 150mm; Door handles, Type 4, Aluminium alloy, size 75 to 150 mm; Name: Door Handles, Type: Type 4, Size: 75 mm, 100 mm, 125 mm and 150 mm, Material: Stainless Steel; TYPE 4; TYPE 4, 75 MM TO 150 MM; Type 4
8713 | IS 2185 (Part 1):2005 | 3 | (i) SOLID CONCRETE BLOCKS, Grade C - C(4.0) and C(5.0), Length 230 mm, Width 100 mm, Height 75 mm, Special requirement - Length, Width and Height different from those prescribed in clause 4.2.1 of IS 2185 (Part 1) : 2005 (ii) Hollow (open and closed cavity) Concrete blocks, Grade B - B(3.5) and B(5.0), Length 440 mm, Width 215 mm, Height 190 mm, Special requirement - Length, Width and Height different from those prescribed in clause 4.2.1 of IS 2185 (Part 1) : 2005; Hollow Concrete Blocks,Closed?cavity,Grade-B(5.0),Size- 400mm(L) x 200mm(H) x 200mm(W); Hollow Concrete Blocks,Closed cavity,Grade-B(3.5),Size- 400mm(L) x?200mm(H) x 200mm(W); NAME OF PRODUCT- CONCRETE MASONRY UNITS, TYPE- HOLLOW CONCRETE BLOCK(OPEN AND CLOSED CAVITY), GRADE-B(3.5), Size- 400mm(L) x 200mm(H) x 150mm(W); NAME OF PRODUCT- CONCRETE MASONRY UNITS, TYPE- HOLLOW CONCRETE BLOCK(OPEN AND CLOSED CAVITY), GRADE-B(5.0), Size- 400mm(L) x 200mm(H) x 200mm(W)
9075 | IS 2556 (Part 4):2004 | 13 | Name of the product-VITREOUS SANITARY APPLIANCES (VITREOUS CHINA)-WASH BASINS , Pattern-Flat Back, Sizes (in mm): 550 x 425 x 290 mm and 450 x 370 x 290 mm, Pedestal: Not Provided; Size; VITREOUS SANITARY APPLIANCES (VITREOUS CHINA)-WASH BASINS , Pattern-Flat Back, Sizes (in mm): 660 x 460, 630 x 450, 550 x 400, 450 x 300, Pedestal: Not Provided; VITREOUS SANITARY APPLIANCES (VITREOUS CHINA)-WASH BASINS , Pattern-Flat Back, Sizes (in mm): 660 x 460, 630 x 450, 550 x 400, 450 x 300, Pedestal: Provided and Not Provided; WASH BASIN Flat Back; Wash Basins 450 x 300 mm Flat back with Tap Hole; Wash Basins 550 x 400 mm with 3 Tap Holes
9168 | IS 2645:2003 | 63 | ; , mORTAR AND cONCERETE- IN LIQUID FORM ONLY.; Integral Water proofing Compound Type- Liquid Form; ; Integral waterproofing compund - Liquid Form; Name of the product - , Type - Powder form; Product- , Type- Powder form and Liquid form; Product- , Type- Liquid form; Water proofing compound, Type- Powder Form
9304 | IS 277:2018 | 54 | Designation-GP, Width till 1250mm, Thickness till 3mm, Coating grade till 600GSM; GP350, Class 1 Galvanized Steel Plain Sheets of thickness up to and including 3 mm, width up to and including 1250 mm and class of zinc coating up to and including 350.; SL.NO.6- MECHANICAL PROPERTIES TABLE 2 SL.NO.XII GP350-CLASS-1; Galvanized steel sheet, coil (Plain & corrugated) Galvanized corrugated length 1785 to 4185mm upto and including. width: 660 to 910 up to and including. Galvanized plain sheet Length 1785 to 4185mm upto and including Thickness 0.13 to 1.75mm upto and including. Also thickness as per agreement between manufacturer & purchaser as per cl 13.1 & 14.1.3.1 of IS Grade of coating - 120. Galvanised Steel Sheets, Designation-GP of width 900mm to 1250mm, thickness 0.3mm to 3.0mm, coating grade upto & including 275 GSM Designation-GC & GPH : Thickness 0.30to 0.60mm Width 910to1220mm Gr.of coating upto & including 120 Galvanised Steel Sheets, Designation-GP of Width 900mm to 1250mm, thickness 0.3mm to 3.00m, coating grade upto & including 275 GSM as per IS 277:2003; GALVANIZED STEEL SHEETS AND COILS CORRUGATED GALVANIZED SHEETS Galvanized steel sheets of the followign varieties a) corrugated, type ordinary hard, designation gPH, Grade reference of Base Metal Grade 0, of the following sizes 0.18mm x 660mm x 1800mm, no. of corrugation 8, Grade A, 0.63mm x 910mm x 4880mm, no. of corrugation 11, Grade A 2) Plain type ordinary, designation GP, Grade reference of Base metal Grade 0 of the following sizes 0.18mm x 650mm x 1800 mm b) 0.63mm x 1000mm x 4880mm Galvanized corrugated steel sheets, size 2500x910x0.18 mm, grade A, no. of corrugation 11, Type corrugated ordinary, Designation GC , Grade reference of base metal Gro(H) excluding plain sheets; GRADE DESIGNATION GP,THICKNESS 0.3 TO 1.6 MM, WIDTH OF COIL UPTO 1250 MM, COATING GRADE 120 TO 275 g/m2 1] DESIGNATION :GP THICKNESS : 0.25 mm WIDTH OF COIL : UPTO 1220 mm GRADE OF COATING : 80 2] DESIGNATION :GC GRADE : A ...
9341 | IS 281:2009 | 4 | CLIP TYPE, SIZE- 200mm, 250mm & 300mm; MILD STEEL DOOR BOLTS FOR USE WITH PADLOCKS, COPPER OXIDIZED CLIP TYPE; Mild Steel Sliding Door Bolts for Use with Padlocks for 200mm & 300mm(with Clip Type)in Copper Oxidized finish only; Type II Clip or bolt type with double flap hasp of sizes: 200mm,250mm and 300mm
9394 | IS 2871:2012 | 4 | , Universal for Fire Fighting Purpose of Material - Stainless Steel as per IS 3444 Gr-1 and Gr 4; , Universal for Fire Fighting, made of Leaded tin Bronze (LTB 2); , Universal for Fire Fighting Purpose, Body - Stainless Steel; , Universal for Fire Fighting Purpose, Materials- ; Stainless Steel - Grade I?and Grade IV as per IS 3444
9543 | IS 3024:2015 | 2 | 27HP90d,27HP95d,35HP125,35HP135,35CG145,35CG155,35CG165; (a) Name of the product: Grain Oriented Electrical Steel Sheet and Strip (b) Dimensions : Width upto 1270 mm (c) Grade: 23HP80d (d) Condition: F, NF, PQ; 35HP115; 30HP105; 23HP85d,23HP90d,23HP95d,23HP100d,30HP110,30HP120; grade 30 HP 105 and 35 HP115; Grain oriented electrical steel sheets and strips i)Grade -a)27CG120, 27CG130,27CG140, b)27HP95,27HP00,27HP110, c)23HP90,23HP95,23HP100, d]23CG110, 23CG120, 23CG127 e]23CG110, 23CG120,23CG127 f]30CG130,30CG140 & 30CG150 g]23CG110 23CG120 23CG127 27CG120 27CG130 27CG140 30CG130 30CG140 30CG150 236HP90 23HP95 23HP100 27HP 110 with a Max. width upto 1270mm; Grade - 30CG120, 30CG130, 30CG140 and 30CG150 comma Condition - F, NF and PQ, width up 1060mm; Grade - 27HP110, Condition - F, NF and PQ, width up 1060mm; Grade - 27CG130, Condition - F, NF, PQ, width up 1000 mm; F type/ 0.23mm width up to 1060mm/23HP100/Group 1 HP grades; Grade - 27CG120, Condition - F, NF, PQ, width up 1020mm; Grade - 30CG130, 30CG140 and 30CG150 Condition - F, NF comma PQ, width up 1020 mm; Grade - 23CG110, 23CG120 and 23CG127, Condition - F comma NF, PQ, width up 1060mm; Grade - 23HP85, 23HP90 and 23HP95, Condition - F, NF comma PQ, width up 1060mm; Grade - 23HP80d, 23HP85d, 23HP90d, 23HP95d and 23HP100d, Condition- F,NF, PQ, width up 1060mm; Grade: 27HP100, Condition: F, NF and PQ, width up 1060mm
9948 | IS 335:2018 | 34 | New Insulating Oils - Type I Transformer Oil, Uninhibited, Trace Inhibited and Inhibited.; New Insulating Oils - Type II Transformer Oil, Uninhibited, Trace Inhibited and Inhibited; New Insulating Oils - Type II Transformer Oil, Uninhibited and Inhibited.; New Insulating Oils - Type I Transformer Oil, Uninhibited and Inhibited.; New Insulating Oils; New insulating oil- type I transformer oil, inhibited.; New Insulating Oils - Type I Transformer Oil, Uninhibited.; New Insulating Oils - Type II Transformer Oil, Uninhibited; New Insulating Oils - Type II Transformer Oil, Uninhibited; NEW INSULATING OIL TYPE-II(Uninhibited) TRANSFORMER OIL; Type II Transformer oils, inhibited type, LCSET 0 Degree C.; Type 1 Transformer oil, Antioxidant Additive (Inhibitor) Content- Uninhibited marked with U, and Inhibited marked with I; Type 2 Transformer oil, Antioxidant Additive (Inhibitor) Content- Uninhibited marked with U, and Inhibited marked with I
10274 | IS 368:2014 | 80 | Class-1; Electric Immersion Water Heater upto and including 2000W, 230V, 50Hz, ac, class I, Ordinary (IPXO), Pollution degree 1.; Electric Immersion Water Heater, 1000 W to 2000?W,230V,50Hz,a.c.,Class-1, IPX1, Single Phase, Pollution Degree-III ,?Material Group- IIIa; Electric Immersion Water Heater, 2000W, 230 V 50Hz, a.c., Class I, Pollution Degree-1, IPX0.; Electric Immersion Water Heater, 1000W, 230 V 50Hz a.c., Class I, Pollution Degree-1, IPX0.; Electric Immersion Water Heaters, Class of Appliance -I, Insulation Class-F, Pollution degree-I, Degree of protection- IPX0, Material group- IIIa, Rated Input power- 1000W, 1500W, 2000W, rated voltage 230 V, rated frequency- 50 Hz, AC , Single Phase.; Electric Immersion Water Heaters, Class of Appliance : Class I, Pollution degree III, Material group IIIa, Rating : Up to and including 2000 W, 230 V, 50 Hz, Single Phase; Electric immersion water heater, 230V, 50Hz, ac, ordinary, classI, IPXO, Pollution degree III, material group III-a, wattage above 1000W & upto and including 2000W.; Portable Immersion Heater, class I appliance, pollution degree 1, material group Il, IPX7, above 1000W upto and including 2000W, 230V, 50 Hz, Single phase a.c.; electric immersion water heater,upto and including 2000W,230V,50Hz,ac,Single Phase,Class-I,IPX0,Pollution Degree-I; i)Electric Immersion Water Heater,Rating: Upto and Including 1000W, 230V, ac, 50Hz, Single Phase,Class I,Pollution Degree-III,Material Group-IIIa. ii)Electric Immersion Water Heater,Rating: Above 1000W, 230V, ac, 50Hz, Single Phase,Class I,Pollution Degree-III,Material Group-IIIa.
10335 | IS 374:2019 | 214 | 1) Electric Ceiling Type Fans Driven by Squirrel Cage Induction Motor (Capacitor Type) without Speed Regulator/Remote Control, for fan size 1400mm, 230V, 50Hz, Insulation Class-B, Rating Input Wattage-60W, Model No-SL1400IW60 2) Electric Ceiling Type Fans Driven by Squirrel Cage Induction Motor (Capacitor Type) without Speed Regulator/Remote Control, for fan size 1200mm, 230V, 50Hz, Insulation Class-B, Rating Input Wattage-52W, Model No-SL1200IW52 3) Electric Ceiling Type Fans Driven by Squirrel Cage Induction Motor (Capacitor Type) without Speed Regulator/Remote Control, for fan size 900mm, 230V, 50Hz, Insulation Class-B, Rating Input Wattage-53W, Model No-SL900IW53; Electric Ceiling Type Fans, Driven by Squirrel Cage Induction Motor (Capacitor Type) without regulator/Without remote control, for fan size-600mm, 230V, 50Hz, Insulation Class-B, Rating Input Wattage - 66W, Model No. SL600IW66; Electric Ceiling Type Fans driven by Brushless DC motor with electronic type Speed Regulator, For size-1200mm, 230V, 50Hz, Class of Insulation-B, Rating Input Wattage-28W, Model No-SL1200BW28R; Electric Ceiling Type Fans, Driven by Brushless DC Motor with Remote Control Device, For fan size-1200mm, 230V, 50Hz,single Phase, ac, Insulation Class-B, Rating Input Wattage-28W, Model No-SL1200BW28; Electric ceiling type fans, driven by Brushless dc motor fans, with Speed Regulators , for fan size -1200 mm, 230 V, 50 Hz, Insulation Class-B, Rating Input Wattage -30 W, Model No. SL1200BW30R; Electric Ceiling type fans, driven by Brushless DC motor, with remote control device for fan size 1200mm, 230V, 50 Hz, Insulation class B, Rated input wattage 35 W, Model No 48PIL35; Electric ceiling type fans, BLDC Fans, with remote control device for fan size 1200 mm,230V,50Hz ,insulation class F, Rating input Wattage 35 W, Model number ITBLDC1200; Electric ceiling type fans, BLDC Fans, with remote control device for fan size 1500 mm,230V,50Hz ,insulation class B,Rating input Wattage 45 ...
10425 | IS 383:2016 | 4 | Fine aggregate: Grading zone - Zone I / Zone II/ Zone III/ Zone IV, Classification: Crushed Sand; Coarse aggregate: Single Size ? 10 mm, 12.5 mm, 16 mm, 20 mm. Classification: Crushed Stone; Type- Coarse Aggregate and Fine Aggregate Grading and Nominal Size (For coarse aggregates) : Single Size- 10 mm 12.5 mm 16 mm 20 mm 40 m 63 mm Graded : NA For mass concrete : NA Classification of aggregates ( For coarse Aggregates)- Crushed gravel or stone Grading Zone (For Fine Aggregates) -II Classification of aggregates (For Fine aggregates)- Crushed stone sand; Type- Coarse Aggregate and Fine Aggregate Grading and Nominal Size (For coarse aggregates) : Single Size- 10 mm 12.5 mm 16 mm 20 mm, Graded : NA, For mass concrete : NA, Classification of aggregates ( For coarse Aggregates)- Crushed gravel or stone, Grading Zone (For Fine Aggregates) -II, Classification of aggregates (For Fine aggregates)- Crushed stone sand; Type: Fine Aggregate ¦ Grading Zone: I/ II/ III/ IV ¦ Classification: Crushedstonesand
10643 | IS 4021:1995 | 4 | Name of the product - Timber Door, Type of Material - Timber Grade of Timber - First Grade Type of Frame - D/T Size of Opening - Modular : 12DT20, 12DT21; Name of the product Timber Door, Window and Ventilator Frames, Type of Material -Timber, Grade of Timber- First Grade, Type of Frame- DS, Size of Opening - Modular : Size Designations 8 DS 20, 8 DS 21, 9 DS 20, 9 DS 21, 10 DS 20, 10 DS 21; Name of the product: Timber Door, Window and Ventilator Frames, Type of Material: Timber, Grade of Timber: First Grade, Type of Frame: DS, Size of Opening: Modular- 8 DS 20/ 8 DS 21/ 9 DS 20/ 9 DS 21; Name of the product: Timber Door, Window and Ventilator Frames, Type of Material: Timber, Grade of Timber: First Grade, Type of Frame: DS, Size of Opening: Modular- 8 DS 20/ 8 DS 21/ 9 DS 20/ 9 DS 21/ 10DS20/ 10DS21
10732 | IS 410:1977 | 5 | , Without optional requirement, Use : , Alloy Designation: CuZn40, Condition of Supply/Temper : HD, Form : Sheet and strip, Size Thickness: From 0.16 mm upto and including 3.75 mm, Width: From 300 mm upto and including 375 mm, Length (in case of Sheets only) : From 356 mm upto and including 1829 mm.; , Without optional requirement, Use : , Alloy Designation: CuZn37, Condition of Supply/Temper : HB, Form : Sheet and strip, Size Thickness: From 0.16 mm upto and including 3.75 mm, Width: From 300 mm upto and including 375 mm, Length (in case of Sheets only) : From 356 mm upto and including 1829 mm; Cold Rolled Brass Strip of thickness-Over 0.16 mm upto and including 10 mm, Width - From 8 mm upto and including 1400 mm,Alloy Designation- CuZn40,Use-, Condition of Supply/Temper-O,HB and HD; Cold Rolled Brass Sheet of thickness-Over 0.16 mm upto and including 10 mm, Width-over 300 mm upto and including 1400 mm,Length-Over 300 mm upto and including 5000 mm,Alloy Designation-CuZn30,CuZn37, Use-, Condition of Supply/Temper-O,HB,HA and HD.; Cold Rolled Brass Strips, Use: , Alloy Designation, Temper and Sizes (in mm): (v) CuZn37, HB, Thickness: 0.70 to 10 mm, Thickness: 4 to 1000 mm
10821 | IS 418:2004 | 4 | 1. 230V, 25W TO 100W 2. 230V, 25W TO 100W, COILED COIL WITH E27 CAPS; 40 W 230 V CC with B22 Bayonet Cap 60 W 230 V CC with B22 Bayonet Cap 75 W 230 V CC with B22 Bayonet Cap 60 to 100 W, 230 V ,CC with E-27 caps; Tungsten Filament Lamp for Domestic and Similar General Lighting Purposes 250V,100W,K55, CC clear, B22dD cap; UPTO & INCLUDING 100W, 230V,240V,250V, CC, B22 CAP, CLEAR FINISH; 25W TO 100W, 230V, CC, E27 CAP
10937 | IS 4308:2019 | 37 | ABC & BC TYPE; B & C; ; , TYPE - BC, ABC and D Type.; , Type - ABC Type; , Type : BC Type;; Name of the product: , Type: D Type.;; 1. Name of the product -; 2. Name of the product -; D type; Name of the product: , Type: D Type; BC type; , B, C, Class Fire.
10951 | IS 432 (Part 2):1982 | 18 | 5 mm diameter; Hard drawn steel wire, size: 2.65 mm to 10 mm; 7.50 mm; 7.10 mm; 6.30 mm; 6.0 mm; 5.60 mm; 5.30 mm; 5.0 mm; 4.75 mm; 4.50 mm; 6.00 mm; 7.50 mm; 5.00 mm; Hard drawn steel wire of nominal sizes 8.0 mm, 9.0 mm, 9.5 mm and 10 mm; HARD DRAWN steel wire sizes diameter 2.65mm to 4.0mm; HD Steel Wire for Concrete Reinforcement for sizes 2.65mm, 3.15mm, 4.0mm, 5.0mm, 6.0mm diameter; HD wire sizes from 2.65mm upto and including 6mm; Hard Drawn Steel wire of Nominal Sizes from 3 mm upto and including 10 mm; Hard drawn steel wire for following nominal sizes- 2.65 mm, 3.00mm, 3.15mm, 3.55mm, 4.00 mm; Hard drawn steel wire for nominal size 4 mm; Hard drawn steel wire for all sizes from 2.65 mm to 9.50 mm; Hard-drawn steel wire for the following nominal size- 6 mm; NOMINAL SIZE : FROM 4.0 mm UPTO AND INCLUDING 10 .0 mm; Nominal Size - from 4mm upto and including 10 mm
11238 | IS 455:2015 | 154 | ; ; , without optional test of transverse strength.
11694 | IS 4984:2016 | 1095 | (1) PE 100 PN5 SDR 26 DN 1400 TO DN1600 (2) PE 100 PN6 SDR 21 DN 1400 TO DN1600; PE 100, PN 16, DN 200 to DN 500, SDR 9; PE100 PN10 SDR 13.6 DN 560 to 1000; NV--PE 100; PN6,DN 50 TO 315; PN 8,DN 40 TO 315; PN10,DN 32 TO 315; PN12.5,DN 25 TO 315; PN16,DN 20 TO 315,EXCEPT 140 , PN6, 8 and 10, DN140mm, 2) PE100, PN12.5 and 16, DN140mm and 3) PE100, PN10, DN 630mm , PN2.5 and 4, DN710 and 800mm, 2) PE8100, PN6 and 8, DN710 and 800mm , PN10, DN710mm; PE100 PN 5 SDR 26 DN 1000; PE100 PN 6 SDR 21 DN 1000; PE100 PN 8 SDR 17 DN 1000; PE 100, PN 12.5, DN 200 to DN 500, SDR 11; PE100, PN 3, DN 1200, SDR 41; PE 100, PN 4, DN 1200, SDR 33; PE100, PN 5, DN 1200, SDR26; PE 100, PN 6, DN 1200, SDR 21; PE100 PN3.2 SDR 41 DN 1000; PE100 PN4 SDR33 DN1000; PE100 PN5 SDR 26 DN 50 TO DN 180; PE100 PN5 SDR 26 DN 200 to 500; PE100 PN5 SDR 26 DN 560 to 900; PE100 PN6 SDR 21 DN 900; PE100 PN8 SDR 17 DN 900; PE100, SDR33, DN 560 to DN 900, PN 3.2 and PN 4; PE100, SDR41, DN 560 to DN 900, PN 3.2; 2) PE 80 PN3.2 SDR 33 DN75 TO DN 1000; (6) PE 80 PN8 SDR 13.6 DN 710 TO DN1000; (4) PE 80 PN5 SDR 21 DN 50 TO DN 1000; 1) PE 80 PN4 SDR 26 DN 900 TO DN 1000 (; (3) PE 80 PN2.5 SDR 41 DN 900 TO DN 1000; (5) PE 80 PN6 SDR 17 DN 900 TO DN1000; (1)PE 100 PN12.5 SDR 11 DN 560 TO DN1000 (2) PE 100 PN16 SDR 9 DN 560 TO DN1000; *PE63(1)PN2.5,63 TO 110(2)PN4,40 TO 110 (3)PN6,32 TO 110 (4)PN8,25 TO 110(5)PN10,,20 TO 110(6)PN12.5,UP TO 110 MM(7)PN16,UP TO 110 MM *PE80(6)PN2.5,90 TO 110,125 TO 400(7)PN4,50 TO 110,125 TO 400(8)PN6,40 TO 110,125 TO 400(9)PN8,32 TO 110,125 TO 400(10)PN10,25 TO 110,125 TO315(11)PN12.5,20 TO 110(12)PN16,UP TO 110 MM *PE100(13)PN6,UP TO 110,125 TO 400(14)PN8,UP TO 110,125 TO 400(15)PN10,UP TO 110,125 TO 400(16)PN12.5,UP TO 110(17)PN16,UP TO 110 PE100PN12.5 DN125 to 315, PE100 PN16 DN200 to315,PE80 PN12.5 DN200 to315,PE63 PN10 DN200 to315 , PN2.5 and PN4, PE63; PE100 PN3 SDR41 DN75 to DN200; PE100 PN4 SDR33 DN75 to DN200; 111. PE 100 PN 10 DN 32 SDR 13.6 112. PE 100 PN 10...
11703 | IS 4989:2018 | 30 | AFFF, Type - 3 and Type- 6; PF, Type - 3 and Type- 6; FFFP, Type - 3 and Type- 6; AR AFFF, Type - 3 / 6; AFFF Type - 1; Protein Foam Concentrate(compound); Aqueous Film Forming Foam (AFFF), Type-3 and Type-6. Foam Concentrate for Producing Mechanical Foam for Fire Fighting: i)Film Forming Flouro Protein Liquid Concentrate,3%; and ii)Film Forming Flouro Protein Liquid Concentrate,6%.; AR FFFP Type - 3/3; AR AFFF Type - 3/3; AR FP Type - 3/3; FP Type - 3,6; SF Type - 1,3,6; AFFF, Type 3; Aqueous Film Forming Foam AFFF type 3 (AFFF 3 percentage); Aqueous Film Forming Foam AFFF type 6 (AFFF 6 percentage); Alcohol Resistance Aqueous Film Forming Foam, Type 3/3 (AR AFFF 3/3 percentrage); Alcohol Resistance Aqueous Film Forming Foam, Type 3/6 (AR AFFF 3/6 percentrage); AFFF1, FP3, FP6, FFFP3, FFFP6, SF1, SF3, SF6, AR-FFFP3/3, AR-FFFP3/6, AR-FP3/3, AR-FP3/6; Class AFFF, Type 3 (AFFF - 3 Percent)- To be used with 97 percent water and 3 percent concentrates, Fuel for fire performance Non-polar, Class of Fire- Class A and Class B; Class AFFF, Type 6 (AFFF - 6 Percent)- To be used with 94 percent water and 6 percent concentrates, Fuel for fire performance Non-polar, Class of Fire-Class A and Class B; Class AR-AFFF, Type 3/3 and 3/6; Class-AFFF, TYPE 3 and 6; Foam Concentrates for Producing Mechanical Foam for Fire Fighting, Class - SF and Type-3; Foam Concentrate for Producing Mechanical Foam for fire Fighting, Class and Type of foam Concentrate Class - AFFF and Type- 3 and 6; 1. Name of the product - Foam Concentrate for Producing Mechanical Foam for fire fighting, Class and Type of foam concentrate- AR-AFFF class and Type- 3/3 and 3/6.; Foam concentrate for producing mechanical foam for fire fighting ? AFFF Type 3 6.; Name of the product Foam Concentrate for Producing Mechanical Foam for fire fighting Class and Type of foam concentrate : AFFF Type 6; Foam Concentrate for Producing Mechanical Foam for fire fighting comma Class - AFFF, Type - 1 (AFFF-1) and Class -AF...
12556 | IS 5758:2020 | 2 | (i) Precast Concrete Kerbs - Straight Kerb (ii) Precast Concrete Angles - Internal Angles; Name of product: Precast Concrete Kerbs, Sub classification: Straight Kerb
12822 | IS 5986:2017 | 20 | As Rolled / Trimmed Strips of Grade ISH290S / ISH310S / ISH330S / ISH360S / ISH370S / ISH400S / ISH410S / ISH440S / ISH490S in Width 100 mm up to & Including 650 mm & Thickness From 1.60 mm up to & Including 8.00 mm; Grade ISH290S, ISH310S, ISH330S, ISH360S, ISH370S, ISH400S and ISH410S, without Micro alloying, Condition Pickled and Oiled Variety Sheet of thickness from 1.2 mm up to & including 4 mm, width from 500 mm up to & including 1250 mm; Grade (with/without microalloying) : ISH320LA, ISH360LA, ISH390LA; Condition : Hot rolled (As rolled, Normalizing rolling), Annealed, Normalized, Pickled (descaled), Pickled and oiled, Skin passed, and Skin passed and oiled; Variety(Thickness and Width) - Sheet: Thickness 2 mm to 5 mm, Width : 600 mm to 1250 mm, Plate : Thickness 5 mm to 16 mm, Width : 800 mm to 1250 mm, Strip: Thickness 2 mm to 6 mm, Width : 20 mm to 1250 mm.; Hot rolled Steel Sheet, Plate and Strip for Forming and Flanging Purposes. Grade(with/without microalloying) - ISH290S, ISH330S, ISH360S, ISH410S, ISH410LA, and ISH430LA. Condition - Hot rolled (As rolled, Normalizing rolling), Annealed, Normalized, Pickled (descaled), Pickled and oiled, Skin passed, and Skin passed and oiled. Variety(Thickness Width) - Sheet: Thickness 2 mm to 5 mm, width- 600 mm to 1250 mm, Plate: Thickness 5 mm to 16 mm, width- 800 mm to 1250 mm, Strip: Thickness 2 mm to 6 mm, width- 20 mm to 1250 mm.; Name of the product - Hot rolled Steel Sheet, Plate and Strip for Forming and Flanging Purposes. Grade(with/without microalloying) - ISH310S, ISH370S, ISH400S, ISH440S, and ISH490S. Condition - Hot rolled (As rolled, Normalizing rolling) comma Annealed, Normalized, Pickled (descaled), Pickled and oiled, Skin passed, Skin passed and oiled. Variety (Thickness and Width) - Sheet: Thickness 2 mm to 5 mm, width- 600 mm to 1250 mm, Plate: Thickness 5 mm to 16 mm, width- 800 mm to 1250 mm, Strip: Thickness 2 mm to 6 mm, width- 20 mm to 1250 mm.; Grade (with/without microalloying): IS...
12837 | IS 6003:2010 | 38 | Indented wire for prestressed concrete for sizes 2.5mm to 8.0mm; 4mm dia; 7.00 mm dia; Indented Wire For Prestressed Concrete of Sizes : 2.50 mm 3.00 mm?4.00?mm and 5.00 mm; Indented Wire for Prestressed Concrete Size 4.00mm with Round Indentation; Indented Wire for Prestressed Concrete for diameter 2.50 mm to 8.0mm for round indentation; Nominal diameter 4.00mm; Sizes 4mm , 5mm Nominal Diameters.; Sizes 4mm nominal diameter; Sizes: Nominal Diameter 2.50,3.00,4.00,5.00,7.00 and 8.00mm; size 4.00 mm with round indentation
12840 | IS 6006:2014 | 35 | -Uncoated stress relieved strands for prestressed concrete for size 3 Ply 3mm; and -class 2, 9.5mm X 7 ply.; 3 mm, 3 Ply & 9.5 mm, 7 Ply, Class - 2; 3MM X 3PLY; 3mm, 3Ply & 9.5mm, 7Ply, Class-2; 3mm, 3Ply Wire; Uncoated Stress Relieved Steel Strand for Prestressed Concrete of Size 3 Ply 3mm; Uncoated Stress Relieved Strand for Prestressed Concrete for Size 3 ply 3 mm; Uncoated Stress relieved Strand for Pre-Stressed concrete?of?Designation: 3 ply 3 mm; Uncoated Stress relieved strand for prestressed concrete Size : 3ply, 3mm
13102 | IS 6240:2008 | 12 | GRADE B, WIDTH 700 mm TO 2050 mm; Grade- 1, Thickness- 1.20mm to 6.0mm, width- 800mm to 2050mm; Hot Rolled Steel Plate (up to 6 mm) Sheet & strip for the manufacture of LPG Cylinder for Sizes upto 3.15mm, Thickness & Width from 900 to 1250mm, Grade 1.; Hot Rolled Steel Plate Sheet and Strip for the Manufacture of Low Pressure Liquefiable Gas Cylinders, Thickness 2.24 mm to 3.15 mm, Width 950 to 1550 mm; Hot rolled steel plate (upto 6mm) sheet and strip for the manufacture of low pressure liquefiable gas cylinder; Hot rolled steel plate(up to 6mm) sheet and strip for the manufacture of low pressure liquefiable gas cylinders; Hot rolled steel plate(upto to 6 mm),Sheet and strip for the manufacture fo low pressure liquifiable gas cylinder, Grade 1; Hot rolled steel strip in coil form (Mill Edge) Grade-1Thickness-2mm to 6mm; SIZE: 600MM TO 1250MM WIDTH AND THICKNESS UPTO 6MM; Shape (Dimension)- Strips(Thickness from 1.60 mm up to & Including 16.00, Width from 900mm up to & Including 1650 mm), Grade-1
13361 | IS 650:1991 | 1
13785 | IS 6901:2018 | 31 | Gas weling equipment pressure regulators for gas cylinder Carbon Di Oxide Class 1 and Compressed Gases upto 300 bar classes 1 Regulators; Pressure Regulator for Gas Cylinders used in welding, cutting and related Processes up to 300 bar for the following varieties 1. Single Stage CO2, Class-1 2. Single Stage Argon, Class-0 3. Single Stage Oxygen, Class-3 4. Single Stage Acetylene, Class-1; Pressure Regulators for Gas Cylinders used in Welding, Cutting and Allied Processes upto 300 bar, for the variant LPG 18B-4, Inlet Pressure 25 bar, Outlet Pressure 4 bar, Standard Discharge 83.33lpm as per IS 6901: 2018 may be considered .; GRANT OF LICENCE RECOMMENDED FOR PRESSURE REGULATORS FOR GAS CYLINDERS USED IN WELDING, CUTTING AND ALLIED PROCESSES UPTO 300 BAR ACCORDING TO IS 6901: 2009 FOR 17 VARIANTS WITH DECLARED RATINGS AND DRAWING NUMBERS AS GIVEN IN COMMUNICATION WINDOW DT 16.8.2017.; Pressure Regulators for Gas Cylinders used in Welding, Cutting and Allied Processes upto 300 bar, for the variant ARGON-10, Inlet Pressure 230 bar, Outlet Pressure 10 bar, Standard Discharge 500 lpm; ACETYLENE SINGLE STAGE REGULATOR INLET: Inlet Pressure:25 bar, Outlet pressure: 1 bar, Standard discharge: 3m3/h (50 lpm) without flowmeter as per IS 6901:2018; CARBON DI OXIDE SINGLE STAGE REGULATOR INLET: Inlet Pressure:200 bar, Outlet pressure: 2 m3/hr (35 lpm), Standard discharge: 2 m3/h (35 lpm), Accuracy classification: plus or minus 20% with flowmeter as per IS 6901:2018; LPG SINGLE STAGE REGULATOR INLET: Inlet Pressure:25 bar, Outlet pressure: 1 bar, Standard discharge: 3m3/h (50 lpm) without flowmeter as per IS 6901:2018; ARGON SINGLE STAGE REGULATOR INLET: Inlet Pressure:230 bar, Outlet pressure: 3 bar (25 lpm), Standard discharge: 1.5 m3/h (25 lpm), Accuracy classification: plus or minus 20% with flowmeter as per IS 6901:2018; OXYGEN SINGLE STAGE REGULATOR INLET: Inlet Pressure:230 bar, Outlet pressure: 10 bar, Standard discharge: 30m3/h (500 lpm) without flowmeter as pe...
13829 | IS 694:2010 | 1304 | PVC Insulated, Unsheathed/Sheathed, Circular, Cables/Cords with Rigid/Flexible Copper (Bare) Class 5, Insulation Type C,Sheath Type ST2, Category 01/02, for working Voltages upto andincluding 1100 V, for the following varieties: a) Single Core for Sizes upto and including 120 sq mm. b) Multi-core upto and including 04 Cores, Sizes upto and including 120 sq mm.; , COPPER CONDUCTOR CLASS 2, AND CLASS 5, SINGLE CORE MULTICORE, SHEATHED/, WITHOUT IMPROVED FINE PERFORMANCE (FR/FRLSH) CHARATIRISTICS; PVC Insulated, Unsheathed,/Sheathed, Circular/, Class 1/2/5, Insulation Type A/C/D, Sheath Type ST1/ST2/ST3, Category 01/02/FR/GFR-LSH, For working Voltages up to and Including 1100 V, For the following varieties: a) Single Core circular for Sizes upto and including 185 sqmm b) Multi-core circular up to and including 4 Cores, Sizes up to and including 50 sqmm c)Multi-core Flat up to and including 3 Cores, Sizes up to and including 10 sqmm.; PVC Insulated, PVC Sheathed/unsheathed, copper conductor, single core/, conductor class 2 & 5 for sizes as below : 1. Single core cable up to 630mm2 2. Multicore cable Round up to 50mm2 upto 4 core 3. Multicore cable Flat up to 50mm2 upto 3 core; , Unsheathed/Sheathed, Copper (Bare)/Aluminum Conductor, Class 1,2 and 5, Insulation Type A/C/D, Sheath Type ST1/ST2/ST3, Category 01/FR/FR-LSH, i) Cables for fixed wiring a)Single core for sizes upto and including 630 sqmm, b) Multicore circular cable upto and including 4 cores, sizes upto and including 120 sqmm, c)Multicore flat cable upto and including 3 cores, sizes upto and including 95 sqmm. ii), b) Multicore circular cable upto and including 4 cores, sizes from 4 sqmm upto and including 300 sqmm, c)Twisted twin and parallel twin cable upto and including 4 sqmm, d)Multicore circular cable from 6 cores upto and including 25 cores, sizes from 0.5 sqmm upto and including 2.5 sqmm. iii)Flexible cords for multicore upto and including 5 cores and sizes from 0.5 sqmm upto and includ...
14009 | IS 7092 (Part 2):1987 | 2 | Nominal Size 50 mm,63 mm and 75 mm
14294 | IS 736:1986 | 5 | (iv) Designation 64430, 65032 Condition WP, Size Thickness From 6mm to upto and including 260mm, Width from 300mm upto and including 1525mm; (iii) Designation 51000A, 51000B,52000, 53000, 54300 Condition H2, Size Thickness From 6mm to upto and including 260mm, Width from 300mm upto and including 1525mm; (ii) Designation 24345 Condition WP, Size Thickness From 6mm to upto and including 260mm, Width from 300mm upto and including 1525mm; (i) Designation 19000, 19500, 19600, 19700 Condition O, Size Thickness From 6mm to upto and including 260mm, Width from 300mm upto and including 1525mm; Designation - 64430, 65032, Condition (Temper Designation) - M, ,Sizes - Thickness from 4.76 mm to upto and including 305 mm, Width from 250 mm to upto and including 1525 mm; Designation - 40800, Condition (Temper Designation) - M ,Sizes -Thickness from 4.76 mm to upto and including 305 mm, Width from 250 mm to upto and including 1525 mm; Designation - 31000, Condition (Temper Designation) - M , Sizes - Thickness from 4.76 mm to upto and including 305 mm, Width from 250 mm to upto and including 1525 mm; Designation - 19000, 19500, 19600, 19700, Condition (Temper Designation) - M, Sizes - Thickness from 4.76 mm to upto and including 305 mm, Width from 250 mm to up to and including 1525 mm; Designation 19000 Condition M Thickness From 6mm?upto and?including 63mm Width from 300mm upto and including 1500mm; Designation 19500 Condition M Thickness From?6mm?upto and including 63mm Width from 300mm upto and?including?1500mm; Designation 19600 Condition M Thickness From 6mm?upto and?including 63mm Width from 300mm upto?and?including?1500mm; Designation 19500?Condition H2 Thickness From 6mm upto and?including 63mm Width from?300mm upto and including?1500mm; Designation 19600 Condition H2 Thickness From 6mm upto and?including?63mm Width from 300mm upto and including?1500mm; Designation-19700, Condition(Temper Designation)- M, Thickness, Size- From 6 mm to upto and including 63 mm...
14877 | IS 784:2019 | 21 | 350mm,400mm,450mm, 500mm,600mm,700mm, 800mm,900mm,1000mm, 1100mm,1200mm 1300mm,Factory test pressure upto and including 14kg/cm2,,Confined Joint (Excluding Specials and not for drainage,sewerage and culverts purpose)); ,,spigot and socket type with steel joint ring embedded (excluding specials and not for drainage, sewerage and culverts purpose) of Nominal internal diameter of 600 mm, 700 mm, 800 mm,900 mm, 1000 mm, 1100 mm,1200 mm, 1300 mm, 1400 mm, 1500 mm, 1600 mm, 1700 mm and 1800 mm, factory test pressure upto and including 24 kg/cm2; , , Factory test pressure up to and including 16 Kg/cm2 comma Nominal Internal Diameter: 350 mm - 500mm, Spigot and socket type with steel joint ring embedded.; , , spigot and socket type with steel joint ring embedded of Nominal internal diameter of 600 mm to 900 mm, 1000 mm to 1200 mm, 1300 mm to 1600 mm, factory test pressure up to and including 16 kg/cm2.; Prestressed concrete non-, , Nominal internal diameter 350 mm, 500 mm, 600 mm, 900 mm 1000 mm, 1200 mm, 1300 mm, 1400 mm; Prestressed concrete non-, , Nominal internal diameter 900 mm; ,1800mm,1900mm,2000mm, 2100mm, 2200mmUpto 16kg cm2 ; , Nominal Internal Diameter600 mm, 700 mm, 800 mm, 900 mm, and 1200 mm with Spigot and Socket typewith steel joint ring embedded, excludingspecials.; ,Nominal Internal Diameter 1000 mm, 1100mm,1300 mm and 1400 mm withSpigot and Socket type with steel joint ringembedded,excluding specials.; ; Pressure upto and including 10 kg/cm2; Nominal Internal Diameter 1500 mm, 1600mm,1700 mm and 1800 mm; Type of Joint (As applicable) : Spigot and Socket type with steel joint ring embedded, excluding specials.; , 1100 mm, 1300 mm, and 1500 mm with Spigot and Socket type withsteel joint ring embedded.; , 700mm, 800 mm,900 mm, 1200 mm and 1400 mm with Spigot andSocket type with steel jointring embedded; ; Pressure upto and including 21 kg/cm2; Nominal Internal Diameter : 500mm, 600mm, 700mm, 800mm, 900mm, 1000mm, 1100mm, 1200mm, 1300mm, 1400mm, 1500mm,...
15109 | IS 8042:2015 | 14 | ; ; ; ; ;
17756 | IS 1322:1993 | 10 | 1) TYPE 3, GRADE 1 2) TYPE 3, GRADE 2 3) TYPE 2; BITUMEN FELTS FOR WATER PROOFING, TYPE 3, GRADE 1; Bitumen felts for water-proofing and damp-proofing, Type-3 (self finished felt), Grade-1, Size-20 metre (length) x 100 cm (width); HESSIAN BASE, TYPE-3(SELF FINISHED FELT),GRADE-1; TYPE 3, GRADE 1; TYPE-3, GRADE-1; TYPE-3,GRADE-1; Type 3 Grade 1; Type 3, Grade 1; Type 3, Grade 1, Grade 2.
17826 | IS/IEC 60947 (Part 2):2016 | 35
18590 | IS 1785 (Part 1):1983 | 5 | 4.0 mm & 7.0 mm dia; 7.00 mm; 4.00 mm; Nominal Diameters 3.0 mm,4.0 mm & 7.0 mm; Plain Hard ? ; Size: 7.00mm (Nominal Dia)
18711 | IS 2082:2018 | 91 | (i) Stationary Storage Type Electric Water Heaters Model No. HPL010L2W8B, Class I, Closed Type, Pollution Degree III, Material Group IIIa, Vitreous Enamelled Tank, 2000W, 230V, AC, 50Hz, Single Phase, 0.8MPa, 10 Litre, IPX4 (ii) Stationary Storage Type Electric Water Heaters Model No. HPL015L2W8B, Class I, Closed Type, Pollution Degree III, Material Group IIIa, Vitreous Enamelled Tank, 2000W, 230V, AC, 50Hz, Single Phase, 0.8MPa, 15 Litre, IPX4 (iii) Stationary Storage Type Electric Water Heaters Model No. HPL025L2W8B, Class I, Closed Type, Pollution Degree III, Material Group IIIa, Vitreous Enamelled Tank, 2000W, 230V, AC, 50Hz, Single Phase, 0.8MPa, 25 Litre, IPX4 (iv) Stationary Storage Type Electric Water Heaters Model No. HPL035L2W8B, Class I, Closed Type, Pollution Degree III, Material Group IIIa, Vitreous Enamelled Tank, 2000W, 230V, AC, 50Hz, Single Phase, 0.8MPa, 35 Litre, IPX4 (v) Stationary Storage Type Electric Water Heaters Model No. HPL050L2W8B, Class I, Closed Type, Pollution Degree III, Material Group IIIa, Vitreous Enamelled Tank, 2000W, 230V, AC, 50Hz, Single Phase, 0.8MPa, 50 Litre, IPX4 (vi) Stationary Storage Type Electric Water Heaters Model No. HPL015L3W8B, Class I, Closed Type, Pollution Degree III, Material Group IIIa, Vitreous Enamelled Tank, 2500W, 230V, AC, 50Hz, Single Phase, 0.8MPa, 15 Litre, IPX4 (vii) Stationary Storage Type Electric Water Heaters Model No. HPL025L3W8B, Class I, Closed Type, Pollution Degree III, Material Group IIIa, Vitreous Enamelled Tank, 2500W, 230V, AC, 50Hz, Single Phase, 0.8MPa, 25 Litre, IPX4.; Name of the Product-Stationary Storage Type Electric Water Heaters, Model No.-AWH OM 10L 2.0KW, Class-Class I, Type-Closed Type, Grade-Pollution Degree III, Material Group-IIIa/IIIb, Material of Inner Tank-Vitreous Enamelled Tank, Rating-2000 W, 230 V, 50 Hz, Single Phase, 0.8 MPa, Capacity-10 Litre, Degree of Protection-IP23.; Model No. V3K10MVP, Class: Class of Appliance I, Type: Closed, Grade Pollution De...
18842 | IS 2418 (Part 2):2018 | 2 | TFL 40W, 6500K, G 13 CAPS
21308 | IS 15914:2011 | 9 | 1. High tensile strength Flat rolled steel plate for Grade HS 235,HS 265, HS 295, HS 345 for thickness upto & including 6mm,width upto & including 9000mm. 2. High tensile strength Flat rolled steel sheet for Grade HS 235,HS 265, HS 295, HS 345 for thickness upto & including 4.65 mm ,width upto & including 2000mm. 3. High tensile strength Flat rolled steel strip for Grade HS 235,HS 265, HS 295, HS 345 for thickness upto & including 6 mm ,width upto & including 2000mm.; Grade HS 235, HS 265, HS 295, Thickness from 1.2 mm upto and including 6 mm , Width from 850 mm upto and including 1680 mm, With and without microalloying; Grade HS 345, Thickness from 2 mm upto and including 6 mm, Width from 1000 mm upto and including 1700 mm, With and without microalloying; Grade-HS345, Width upto 1500mm, Mill Edges; Grade: HS 235, HS 265, HS 295 and HS 345, Dimensions: Hot Rolled Plate (ISPL)- Thickness From 5.00 mm up to and Including 6.00 mm, Width From 900 mm up to and Including 1650 mm, Length From 1000 mm up to & Including 13500 mm, Optional Requirements:; Grade: HS 235, HS 265, HS 295 and HS 345, Dimensions: Hot Rolled Sheet (ISSH)- Thickness From 1.00 mm up to and Including 6.00 mm, Width From 900 mm up to and Including 1650 mm, Length From 1000 mm up to & Including 13500 mm, Optional Requirements:
22379 | IS 513 (Part 1):2016 | 61 | (a) Name of the product: Cold Reduced Carbon Steel Sheet and Strip Part 1 Cold Forming and Drawing Purpose (b) Grade: CR2,CR3 (c) Surface Finish: Annealed, Skin passed. (d) Temper Designation: 1/4H, 1/8H, Annealed, Skin passed. (e) Thickness, Width, Length(sheets): Thickness: from 0.14 mm to 0.60 mm, Width: From 600 mm to 1250 mm, Length(for sheets): from 500mm to 3658 mm . (f) Condition: Dull Finish (C), Dull Finish (D), Bright Finish (B).; a) Name of the product: Cold Reduced Carbon Steel Sheet and Strip Part 1 Cold Forming and Drawing Purpose, (b) Grade: CR1, (c) Surface Finish: Annealed, Skin passed., (d) Temper Designation: 1/4H, 1/8H, Annealed, Skin passed. (e) Thickness, Width, Length(sheets): Thickness: from 0.14 mm to 0.60 mm, Width: From 600 mm to 1250 mm, Length(for sheets): from 500mm to 3658 mm . (f) Condition: Dull Finish (C), Dull Finish (D), Bright Finish (B).; Grade CR 1 ,Thickness from 0.14 mm to 0.60 mm, width from 600 mm to 1250 mm ,Condition :Dull Finish; INCLUSION OF THICKNESS UPTO 3.00 MM; Coils for Designation: CRO, Grade: Hard, Width upto 1355mm, thickness upto 2.50 mm without annealing; COLD ROLLED LOW CARBON STEEL SHEET & COIL OF GRADE O AND TEMPER DESIGNATION H THICKNESS 0.40 TO 2.00mm WIDTH UPTO & INCLUDING 1250mm AND SHEET LINGTH UPTO AND INCLUDING 3000mm Cold rolled low carbon steel coil -0.15 to 0.40mm, width 600 to 1250mm and sheet of 0.15 to 0.40mm, width 600 to 1250mm and length upto 6000metre; grade CR0, Temper-H(Hard); COLD ROLLED LOW CARBON STEEL SHEETS AND STRIPS GRADE: D, DD & EDD THICKNESS: .63mm upto and including 1.25mm WIDTH: UPTO AND INCLUDING 1100mm COLD ROLLED LOW CARBON STEEL SHEETS, COIL- GRADE: O, D & EDD WIDTH: 1250mm upto and including LENGTH: 2500mm upto and including THICKNESS: 0.13 to 3.15mm upto and including. Also thicknesses as per agreement between customer & manufacturer as per Cl.10.1 of IS COLD ROLLED LOW CARBON STEEL SHEETS AND STRIPS OF GRADE-H, DESIGNATION-CRO, THICKNESS 0.13mm UPTO AND INCLUD...
22380 | IS 513 (Part 2):2016 | 14 | Cold Reduced Carbon Steel Sheet and Strip Part 2 High Tensile and Multi-Phase Steel, ISC490W, ISC540 W, ISC590W, Dull finish, Thickness 0.6 to 3mm , Width 20mm to 490 mm, in coil form and cut length 300mm to 3000mm; Cold Reduced Carbon Steel Sheet and Strip Part 2 High Tensile and?Multi-Phase Steel Grade ISC310LA, ISC320LA, ISC350LA, ISC380LA Finish?Bright and Dull,Thickness from 0.8 to 1.8 mm,Width from 90 mm to 1250?mm,Length (for Sheets only) from 1500 mm to 6300 mm.; Cold Reduced Carbon Steel Strip- High Tensile and Multi-Phase Steel, Grades - ISC 310 LA, ISC 320 LA, ISC 350LA, ISC 380LA, ISC 410 LA, Thickness- 0.40 mm upto and including 3.00 mm, Grades- ISC 440 LA, ISC 470LA, ISC 510LA, ISC 550LA, ISC 590 LA, Thickness- 0.60 mm upto and including 3.00 mm, Width range- 800 -1650 mm, Temper Condition- All, Surface Finish- Dull.; ISC590LA/0.60-0.300; Grade ISC450Y, ISC490Y, ISC540Y, ISC590YL, ISC590Y, ISC780Y, Surface finish Dull, Strip in Coil form, Thickness: 0.40 to 3.00 mm, Width: 800 to 1650 mm.; Hot Forming Grades ISC 480HF, Thickness: 0.40mm to 2.30mm ,width: 800 to 1860 mm Dull Finish; High Strength Low Alloy - ISC 590 LA - Thk 0.60 to 2.30mm width 800 to 1860mm, Surface Finish: Dull; High Strength Low Alloy - ISC470LA - Thk 0.60 to 2.30mm width 800 to 1860mm, Surface Finish : Dull; High Strength Low Alloy - ISC510 LA - Thk 0.60 to 2.30mm width 800 to 1860mm, Surface Finish: Dull; High Strength Low Alloy - ISC550LA - Thk 0.60 to 2.30mm width 800 to 1860mm, Surface Finish: Dull; High Strength Low alloy ISC310LA, ISC320LA, ISC350LA, ISC380LA, ISC410LA, ISC440LA, Thickness: 0.40mm to 2.30mm ,width: 800 to 1860 mm Dull Finish; Dual Phase Steel ISC 450Y, ISC490Y, ISC 540 Y, ISC590 YL, ISC59OYH, ISC780Y,ISC 780YH,ISC980YL,ISC 980Y Thickness: 0.40mm to 2.30mm ,width: 800 to 1860 mm Dull Finish; C,Mn Steel ISC490W, ISC 540W, ISC 590W, Thickness: 0.40mm to 2.30mm ,width: 800 to 1860 mm Dull Finish; ISC310LA ISC320LA ISC350LA ISC380LA ISC410LA ISC440LA IS...
22610 | IS 16651:2017 | 11 | 12 mm, Designation-E(1.4362), SS 500; 10 mm, Designation-A(1.4301), SS 500; Name of the product: , Nominal Size:32 mm, Steel Designation Numbers: G, Strength Grade: SS500; Nominal Size : 28 mm, Steel Designation Number : G, Strength Grade : SS 550.; Nominal Size : 20 mm and 25 mm; Steel Designation Number :G, Strength Grade : SS 500; Nominal Size : 32mm; Steel Designation Number : G; Strength Grade : SS550; Nominal Size : 8 mm to 25 mm; SteelDesignation Number : G; Strength Grade : SS550; Nominal Size : 25 mm; Steel Designation Number: E; Strength Grade : SS 550; Nominal Size : 8 mm to 16 mm and 32 mm; Steel Designation Number : G; Strength Grade : SS 500.; SS 500 SS 550 SS 600 8MM 10MM 12MM 16MM 20MM 25MM 28MM 32MM; SS 550, Steel Designation G, Nominal Size 8 mm, SS 500, Steel Designation G, nominal size 8 mm; SS550, Steel Designation G, nominal size 32mm; SS500, Steel Designation G, nominal size 32mm; SS500, Steel Designation G, nominal size 8mm to 32mm; SS550, Steel Designation G, nominal size 8mm to 32mm; , Nominal Size: 8 mm to 32 mm, Steel Designation Numbers: G Strength Grade: SS 600, SS 650.; Strength Grade SS 500,SS 550 ,SS 600,Designation G,Nominal size 12 mm to 25 mm; Name of the Product - , Strength Grade- SS 500 comma SS 550 ,SS 600 , Steel Designation Number- G, Nominal size- 12 mm to 32 mm; Strength Grade SS 550,Nominal Size- 10 mm, Steel Designation Number-G; Grade SS 550 (Designation Number G (410L), Size - 8.0mm to 32.0mm.; Strength Grade-SS 550,Steel Designation Number-G,Nominal Sizes-8 mm, 10 mm, 12 mm, 16 mm, 20 mm, 25 mm,28 mm, 32 mm.; Strength Grade: SS 550, Steel Designation no: G - Ferritic Nominal sizes: 8 mm, 10 mm, 12 mm, 16mm, 20 mm
25470 | IS 1293:2019 | 585 | (1) Molded plug, 6A, 250V, AC, IPX0, With/ Without earthing contact, Non-rewireable, crimped permanent connection, Plugs for appliances of Class I/Class II, Round non solid Pins without insulating sleeve, Thermoplastic material. (2) Molded plug, 16A, 250V, AC, IPX0, With earthing contact, Non-rewireable, crimped permanent connection, Plugs for appliances of Class I, Round non solid Pins without insulating sleeve, Thermoplastic material.; 1. Combined socket outlets, 6A/16A, 240V, ac, IPXO, withearthing contacts, with normal protection, flush type, withshutters.; 3-pin plug, 6A, 240V, ac, IPX0,with earthing contacts, rewirable, with screw type terminals, for classI appliances, without insulating sleeves.; 3-pinplug, 16A, 240V, ac, IPX0, with earthing contacts, rewirable, with screwtype terminals, for class I appliances, without insulatingsleeves.; socket outlets, 16A, 240V, ac, IPXO, withearthing contacts, with normal protection, flush type, withoutshutters.; socket outlets, 6A, 240V, ac, IPXO, withearthing contacts, with normal protection, flush type, without shutters.; 3-Pin Plug, 6A upto and including 16A, upto and including 250V, AC, IPXO, With Earthing Contact, Non-Rewireable, Screwless terminals for rigid and flexible conductors, Class I Appliance, Without Insulating Sleeves.; 3-pin fixed socket outlet, 16A, 240V, AC, IPX0, with earthing contact, Rewireable, Screw Type Terminals, Normal Protection, Flush Type, With/Without Shutters.; 3-pin plug, 16A, 240V, AC, IPX0, With Earthing Contact, Rewireable, Screw Type Terminals, Class-I, Without Insulating Sleeve.; 3-pin plug, 6A, 240V, AC, IPX0, With Earthing Contact, Rewireable, Screw Type Terminals, Class-I, Without Insulating Sleeve.; 3-pin fixed socket outlet, 6A, 240V, AC, IPX0, with earthing contact, Rewireable, Screw Type Terminals, Normal Protection, Flush Type, With/Without Shutters.; Combined socket outlet, 6/16A, 240V, AC, IPX0, with earthing contact, Rewireable, Screw Type Terminals, Normal Protection, ...
25777 | IS 15155:2020 | 14 | 1.Product: Bar/,2.Nominal internal diameter:300 mm, 400 mm, 500 mm and 600 mm,3. Working pressure: 1.5 N/mm2 Or 15 kg/cm2,4. Type of ends/joints: Steel socket and spigot ring (welded joint), 5. Details of specials:Bend/Air Valves/Scour Valve Tees.; 250 mm ID to 1600 mm ID & working pressure 10 kg/cm2; 250 mm upto 400 mm and 900 upto and including 1000 mm nominal internal diameter; a) 700mm, Nominal Internal Dia with Hydrostatic Test Pressure 12 kg/cm2 (Excluding Spec ials); and b) 800mm Nominal Internal Dia with Hydrostatic Test Pressure 12 kg/cm2 (excluding specials). 400 mm to 900 mm internal diameter.; 900mm; Bar/; Bar/,600,700,800,900 & 1000 mm with wall thickness of 45 mm; Bar/,300,350 & 400 mm and 2) ,600,700,800,900 & 1000mm; Bar/,400mm,500mm,600mm,700mm,800mm, 900mm, 1000mm, 1100mm,1200mm,1300mm,1400mm,1500mm and 1600 mm,Factory Test Pressure upto and including 24 kg/cm2,steel socket and spigot ring welded joint; Bar/,400mm,500mm,600mm,700mm,800mm, 900mm, 1000mm,1100mm,1200mm,1300mm,1400mm,1500mm and 1600 mm,Factory Test Pressure upto and including 24 kg/cm2,steel socket and spigot ring welded joint; Bar/, 300mm,400mm,500mm, 600mm,700mm,800mm, 900mm and 1000mm, Factory Test Pressure upto and including 12kg/cm2, steel socket and spigot welded joint; Bar / , 300 mm, 400 mm, 500 mm, 600 mm, 700 mm, 800 mm, 900 mm and 1000 mm, Factory test pressure above 12 kg/cm2 upto and including 26 kg/cm2, steel socket and spigot welded joint; Nominal internal diameter (mm): 300mm, 400mm, 500mm, 600 mm, 700 mm, 800 mm, 900 mm, 1000 mm, 1100 mm 1200 mm, 1300 mm, 1400 mm and 1500 mm and 1600 mm. Working pressure (N/mm2)- upto and including 25 kg/cm2, Type of ends: Steel ring (welded joint)
25778 | IS 458:2021 | 701 | 1) NP 2 CLASS 900 TO 1200mm, NP 3 CLASS 1000 TO 1200mm, NP 4 CLASS 1200mm 2) NP 3 500 TO 1800mm SPIGOT & SOCKETED JOINT(EXCEPT 800mm),NP 3 500 TO 900mm INTERNAL FLUSH JOINT 3) NP 3 CLASS 1400 TO 1800mm , spun casted for sizes:- 1) 800mm of NP3 Class, 2) 800mm of NP4 Class & 3) 900mm of NP2 , spun casted for sizes 300mm to 450mm for NP3 & NP4 Class"; NP2:150, 200, 225, 250, 300, 400, 450, 600, 700, 800, 900, 1000 & 1200 mm - PLAIN ENDED NP3: 450, 600, 800, 900, 1000 & 1200 mm - EXTERNAL FLUSH JOINT NP4: 600, 800, 900, 1000 & 1200 mm - EXTERNAL FLUSH JOINT; , spun casted for following varieties:- 1) Internal Diameter of size 150, 200mm, 250 and 300mm of NP3 Class with spigot socket end and 2) Internal diameter of size 150, 225 and 300mm of NP2 Class plain ended without collar; , 200mm, 250mm and 300mm with Spigot socket end of NP3 Class and of Internal Diameter of size 450mm and 600mm with flush joint of NP3 Class; , 600mm NP2, 900mm NP2, 300mm NP3 and 300mm NP4 for Collar Joint, 2) 450mm NP3, 600mm NP3, 700mm NP3, 800mm NP3, 900mm NP3, 1000mm NP3 and 1200mm NP3 for flush joint and 3) 450mm NP4, 600mm NP4, 700mm NP4, 800mm NP$, 900mm NP$, 1000mm NP4 and 1200mm NP4 for Flush Joint; , Reinforced, Spun Cast, Pressure rating class- NP3 and NP 4, Sizes (mm)- 150 mm, 225 mm, 300 mm, 450 mm, 500 mm, 600 mm, 700 mm, 800 mm, 900 mm, 1000 mm, 1200 mm , Flush jointed.; , Reinforced, Spun cast, NP4, Suitable for flush joint, for Sizes 600 mm,900 mm, 1000mm and 1200 mm; , Reinforced, Spun cast, NP4, Suitable for spigot and socket joint, for Sizes 150mm, 200mm, 250mm, 300mm, 350mm, 400mm, 450mm, 500mm, 600mm, 700mm, 800 mm and 900mm.; , Reinforced, Spun cast, NP3, Suitable for flush joint, for Sizes 600 mm, 900 mm, 1000mm and 1200 mm.; , Reinforced, Spun cast, NP3, Suitable for spigot and socket joint, for Sizes 150mm, 200mm, 250mm, 300mm, 350mm, 400mm, 450mm, 500mm, 600mm, 700mm and 800 mm.; , Reinforced, Spun cast, Suitable for spigot and socket joint, NP3 fo...
25856 | IS 4159:2021 | 76 | 230V, 50Hz, Class 1, ordinary: 1) Water heater 1000, 2000& 3000 watts2) air heating 500, 750, 1000, 1500 & 2000watts; Mineral filled sheathed heating element,5000 W, 230V, 50Hz, Class 1, Ordinary, water heater type; 5000 W ,230V,50H2 AC 2000W 230V 50H2 AC 1250W 230V,50H2 AC; Heating medium: Water, Sheathing material: Copper, Stainless Steel Grade?304, Incoloy 800, Rating:1000 W to 4500 W, 230 V, 50 Hz , Degree of?Protection: IPX0; Mineral Filled Sheathed Heating Element, Heating Medium-Water,?Ratings-Above 1000W upto and including 2500 W, Above 2500W upto and?including 4500W, 230V,50Hz,ac,Degree of Protection-IPX0, Sheathing?material Copper tube; Mineral Filled Sheathed Heating Elements, Heating Medium : Water, Sheathing material: Magnesium Oxide Powder, Rating above 2500W and up to 4500 W.,230 V,50 Hz,Degree of Protection IPXO; Mineral Filled Sheathed Heating Elements Heating Medium : Water, Sheathing Material:Magnesium Oxide Powder, Rating: above 1000 W and up to 2500 W, 230V, 50 Hz, Degree of Protection IPXO; Mineral Filled Sheathed Heating Elements, Heating medium: Water, Sheathing material: Stainless Steel, Rating: above 1000 W and upto 2000 W, 230 V, 50 Hz, IPX0; Mineral Filled Sheathed Heating Elements, Heating medium:Water, Sheathing material:Copper Tube,Insulating Material:Magnesium Oxide,Rating: Upto and Including 1 KW, 230V, 50 Hz,IPX0.; Mineral Filled Sheathed Heating Elements,Medium:Water,Rating:Above 2500 W, 230V, 50Hz, ac, Single Phase, Class-1, Ordinary IPX0, Pollution Degree-I.; Rating 2 kW and upto and including 4.5 kW,230V,50 Hz,ac,Class I,IPX0,suitable for water heating; SEE LICENCE FILE
25880 | IS 14697:2021 | 17 | 1. Type MK6N, Meter Constant 17000 imp/kWh/kVArh, Class 0.5S, 50Hz, 3 phase 3 wire, Voltage 2 x 110V, Current Ib : -/5A, Imax : 10A. 2. Type MK6N, Meter Constant 4510 imp/kWh/kVArh, Class 0.5S, 50Hz, 3 phase 4 wire, Voltage 3 x 240V, Current Ib : -/5A, Imax : 10A 1. Type MK6E, Meter Constant 42400 imp/kWh/kVArh, Class 0.2S, 50Hz, 3 phase 4 wire, Voltage 3 x 63.5V, Current Ib : -/1A, Imax : 2A. 2. Type MK6E, Meter Constant 8480 imp/kWh/kVArh, Class 0.2S, 50Hz, 3 phase 4 wire, Voltage 3 x 63.5V, Current Ib : -/5A, Imax : 10A. 3. Type MK6E, Meter Constant 42400 imp/kWh/kVArh, Class 0.2S, 50Hz, 3 phase 3 wire, Voltage 2 x 110V, Current Ib : -/1A, Imax : 2A. 4. Type MK6E, Meter Constant 8480 imp/kWh/kVArh, Class 0.2S, 50Hz, 3 phase 3 wire, Voltage 2 x 110V, Current Ib : -/5A, Imax : 10A; AC STATIC TRANFORMER OPERATED WATTHOUR METERS, THREE PHASE 3 x 240 V 50 Hz, 4 WIRE, CLASS 0.55, RATING -/5A ac Static Transformer Operated Watthour Meters, Three Phase, 3X63.5 V 50 Hz, 4 Wire, Class 0.2s, Rating-/5A; AC Static Transformer Operated Watthour and Var-hour Meter , Class 0.5 S, Type AEM-3CT,Three phase 4-wire, 240V comma Basic Current (Ib) 5A, Maximum current (Imax) 6A/7.5A/ 10A comma 50 Hz, Connection through current transformer only comma Insulating Encased, Electronic display.; Class 0.2 S for Var-hour, Type 03D-193, Three phase 4-wire comma Voltage 63.5V, Basic current Ib 1A, Maximum current Imax 1.2A, Frequency 50Hz, Connection through voltage transformer, Connection through current transformer comma Insulating Encased, Electronic display; Class 0.2 S for Watt-hour,Class 0.2 S for Var-hour,Type 03D-183, Three phase, 4-wire, Voltage 63.5V comma Basic current Ib 5A, Maximum current Imax 10A, Frequency 50Hz, Connection through voltage transformer, Connection through current transformer, Insulating Encased, Electronic display; Class 0.5 S(for Watt-hour), Class 0.5 S(for Var-hour), Type 03C/HC, Three phase 4-wire, Voltage 3X63.5V, Basic current (Ib) =5...
25898 | IS 4985:2021 | 950 | 140mm to 200mm Class 6; Name of the Product - , Nominal Size-20 mm,25 mm ,32 mm ,40 mm ,50 mm , Type- NA , , Additional Parameter- Lead-Free (LF); CLASS 1 90,110,140,160,180,200, [PLAIN AND BELL END],+ CLASS 1 125,225,250,280,315, [PLAIN END] CLASS 2 63,75,90,110,140,160,180,200,[PLAIN AND BELL ENDED CLASS 2 125,225,250,280,315 [PLAIN ENDED]; CLASS 3 63,75,90,110,140,160,180,200,[PLAIN AND BELL END] CLASS 3 - 40,50,125,225,250,280,315[PLAIN END]; CLASS 5 - 32,40,50,63,75,90,110,125,140,160,180,200,225,250,280,315 [PLAIN ENDED] CLASS 4 63,75,90,110 PLAIN ENDED CLASS 4 125,140,160,180,200,225,250,280,315,[PLAIN ENDED] CLASS 1 125,225,250,280,315 ,225,250,280,315 ,50,125,225,250,280,315, ,160,&200 ,250,315 ,160,200, 225, 250- 315 ,200,225,250,280,315 ,90,110,140,160,200,225,250,280,315,,160,200,225,250,280,315,,90,110 ,3,4, & 5 125 ,3,4, & 5 180 ,2, & 3 , , with Elastomeric Sealing Ring Joint b]400 mm DN Class 2, with Elastomeric Sealing Ring Joint CLASS 2 0.4 Mpa 280 mm & CLASS 3 0.6 Mpa 280mm; Name of the Product - , , Nominal Size-25 mm ,32 mm ,40 mm ,50 mm , , Type- A and B, Additional Parameter- NA,; 4. Name of the Product - ,, Nominal Size-20 mm, 25 mm, 32 mm ,40 mm, 50 mm, 63 mm, 75 mm, 90 mm,110 mm , Type- A and B, , , Additional Parameter-NA; 3. Name of the Product - ,, Nominal Size-40 mm, 50 mm , 63 mm, 75 mm, 90 mm,110 mm ,125 mm ,140 mm , 160 mm , 180 mm, 200 mm, Type- A and B, , , Additional Parameter-NA; 2. Name of the Product - ,, Nominal Size-63 mm, 75 mm, 90 mm,110 mm ,125 mm ,140 mm , 160 mm , 180 mm, 200 mm, Type- A and B, , , Additional Parameter-NA; 1. Name of the Product - ,, Nominal Size-90 mm,110 mm ,125 mm ,140 mm , 160 mm , 180 mm, 200 mm, Type- A and B, , , Additional Parameter-NA; Class 2?(0.40 MPa), Type A and Type B, Nominal Size- 63 mm to 200 mm, End of?pipe-; Class 1?(0.25 MPa), Type A and Type B, Nominal Size- 90 mm to 200 mm, End of?pipe-; Class 3 (0.6 MPa), Type A and Type B, Nominal Size- 40 mm to 200 mm, End?; Clas...
25982 | IS 5509:2021 | 112 | (1). Name of the product - Fire retardant plywood (2). Type of fire retardant Type 1 (3). Preservative treatment- Soaking treatment, (4). Thickness- From 3 mm to upto and including 19 mm; FIRE RETARDANT PLYWOOD, TYPE 1, Soaking Treatment- , Thickness- from 3mm upto and including 25mm; Fire Retardant Plywood , Type of fire retardant Type 5 (Combination of ammonium sulphate and ammonium phosphate) , Preservative treatment - , Thickness Upto and including 19 mm; Fire Retardant Plywood, Type of fire retardant-Type 1 (Ammonium phosphate), Type of Preservative treatment- Soaking, , Thickness of Upto and including 25 mm.; Fire Retardant Plywood, Type- 5, Preservative treatment- Soaking Treatment, Thickness- up to and including 25mm; Fire Rretardant plywood treated with fire retardant for interior or exterior use not subject to leaching by rain water; Fire retardant Plywood for the following varieties: Grade BWR, Type-V, Length upto 2440mm, Width upto 1220mm & Thickness upto 25mm; Type of Fire Retardant- Type 1?(Ammonium Phosphates), Without Preservative Treatment; Thickness- Upto and including 25mm; Type of Fire Retardant- Type 5, Thickness upto and including 19 mm; Type of fire retardant: Type 1, Preservative treatment: Treatment of plywood by pressure impregnation after manufacture, Thickness: Upto and including 19 mm.
26843 | IS 7231:2021 | 11 | 10 /5 Litre Low Level Cistern Valve Type Outlet Dual Flush; Cocealed Cistern,Dual Flush-4/2 litre Capacity; Cocealed Cistern,Dual Flush-4.8/2.8 litre Capacity; Cocealed Cistern,Dual Flush-6/3 litre Capacity; Exposed Cistern, Dual Flush-6/3 litre Capacity; DUAL FLUSH PLASTIC FLUSHING CISTERN OF 10/5 LITRE CAPACITY; Dual-Flush cistern, Discharge capacity :6/3 liter, Exposed Cistern; Dual Flush Cistern, Discharge Capacity- 6/3 Liter, Exposed Type Without Additional Requirement; Dual-Flush cistern, Discharge capacity 6/3 litres, Exposed type; Dual-Flush cistern, Discharge capacity 6/3 litres, Exposed type as per IS 7231:2021; Dual-Flush cistern, Discharge capacity 6/3litre; Exposed,without Water Efficiency Rating; Dual-Flush cistern,Exposed cistern,Discharge capacity-of 6/3 litres, Without Water efficiency rating; Plastic Flushing Cisterns for Water Closets and Urinals ¦ Type: Dual-Flush cistern, Discharge capacity- 6/3 litres, Exposed , without additional requirement; Plastic Flushing Cisterns for Water Closets and Urinals, Dual Flush Cistern, Discharge Capacity- 6/3 Litres, Exposed Cistern, without additional requirements
26851 | IS 2556 (Part 6):2021 | 10 | (a) Name of the product:Vitreous China Sanitary Appliances,Urinals and Partition Plates, Type: Urinals,Pattern: Wall-Hung (Flat Back), Without Flushing Rim, Size: 410 x 265 x305 mm, 590 x 375 x 390 mm, Without Water Efficiency Rating, , (b) Name of the product: Vitreous China Sanitary Appliances,Urinals and Partition Plates, Type: Partition Plate, Size: 675 x 325 x 85 mm, 825 x 450 x 100 mm, Without Water Efficiency Rating. Pattern-Wall-Hung (Flat back) with Flushing Rim, Sizes-440x265x315mm; Pattern-Wall-Hung (Flat back) without Flushing Rim, Sizes-590x375x390mm; Specific requirements of Urinals and Partition plates; Wall-Hung (Flat Back) with Flushing Rim, Size 2; Wall-Hung (Flat Back) without Flushing Rim; Wall-Hung (Angle Back) with Flushing Rim; URINALS (URINAL SMALL); Urinal Bowl Type Flat Back; Urinal- Wall Hung (Flat Back) without Flushing Rim, Size- 590 x375 x 390mm.; Wall-Hung (Flat Back) Urinals with Flushing Box Rim, without additional requirements for Water Efficiency Rating
27507 | IS 14268:2022 | 11 | Class-IIof size 12.7mm diameter Class II of size 9.5mm & 15.2mm diameter; Designation of Strand : Nominal Diameter : 6.4 mm, 6.9 mm, 7.0 mm, 8.0 mm, 8.6 mm, 9.0 mm, 9.3 mm, 9.6 mm, 11.0 mm, 11.3 mm, 12.5 mm, 12.7 mm, 12.9 mm, 13.0 mm, and 15.2 mm; Tensile Strength : 1770 MPa and 1860 MPa; Type of Strand : Plain, Indented, and Compacted.; Designation of strand 15.2-1860-C ,6.9-1860-P , 7.0 1860-P , 8.0 1860-P , 9.0 1860-P , 9.3 -1860-P , 9.6-1860-P , 11.0-1860-P , 11.3-1860-P , 12.5-1860-P , 12.7 1860-P , 12.9-1860-P , 13.0-1860-P , 15.2-1860-P, 15.7-1860-P ,12.7-1860-C, 15.2-1860-C; Nominal Diameter 12.50 mm, 12.90 mm,15.20 mm, 15.70 mm, Nominal Tensile Strength1860 MPa Type of Strand: Plain.; Nominal Diameter 15.2mm Tensile Strength 1860 Type of Strand P; Nominal Diameter6.9mm , 7 mm, 8mm, 9mm, 9.3mm comma 9.6mm , 11mm , 11.3mm12.5mm , 12.9mm and 13mm Tensile Strength 1860 Type of Strand P; Nominal Diameter 15.7 mm, Tensile Strength -1860 Mpa , Type - Plain; Nominal Diameter of Strand (mm) -6.9,7.0,8.0,9.0,9.3,9.6,11.0,11.3,12.5,12.9,13.0,15.2,15.7,Tensilestrength 1860 MPa, Type of Strand- Plain; Nominal Diameter of Strand (mm) -6.9,9.0,9.3,9.6,11.0,12.5,12.7, Tensile strength 1770 MPa, Type of Strand- Plain; Nominal Diameter (in mm): 9.0, 9.3, 9.6, 11.0, 11.3, 12.5, 12.9, 13, 15.2, 15.7, Nominal Tensile Strength: 1960, Type of Strand: Plain.; Nominal diameter(mm)- 6.9, 7.0, 8.0, 9.0, 9.3, 9.6, 11.0, 11.3, 12.5, 12.9, 13.0, 15.2, Nominal tensile strength(Mpa) - 1860, Type of strand- Plain; Nominal diameter(mm)- 6.9, 9.0, 9.3, 9.6, 11.0, 12.5, 12.7, 15.2, Nominal tensile strength(Mpa) - 1770, Type of strand- Plain; NominalDiameter ofStrand(mm)-6.9,7.0,8.0,9.0,9.3,9.6,11.0,11.3,12.5,12.9,13.0,15.2,15.7, Tensile Strength (MPa) -1860, Type of Strand -Plain; Nominal Diameter of Strand (mm)-12.7,15.2, Tensile Strength(MPa) 1860, Type of Strand - Compacted; UNCOATED STRESS RELIVED LOW RELAXATION SEVEN WIRE (PLY) STRAND FOR?PRESTRESSED CONCRETE-CLASS 2 AND NOMINAL DI...
27661 | IS 11169 (Part 1):2022 | 17 | 1)Grade Designation : Steels not intended for heat treatment (non-, Delivery Condition : + AR, Product Form: Wire Rods (Round) of Nominal Size From 5.5 mm to up to and including 45mm, Bars (Round) of Nominal Size From 17.3 mm to up to and including 65 mm, Any other aspect required as per standard : NA; 2)Grade Designation : Case-, Delivery Condition : + AR, Product Form: Wire Rods (Round) of Nominal Size From 5.5 mm to up to and including 45mm, Bars (Round) of Nominal Size From 17.3 mm to up to and including 65 mm, Any other aspect required as per standard : NA; 3) Grade Designation : Case-, Delivery Condition : + AR, +AC, Product Form: Wire Rods (Round) of Nominal Size From 5.5 mm to up to and including 45mm, Bars (Round) of Nominal Size From 17.3 mm to up to and including 65 mm, Any other aspect required as per standard : including Hardenability requirements; 4) Grade Designation : Steels for quenching and tempering (, Delivery Condition : + AR, +AC, Product Form: Wire Rods (Round) of Nominal Size From 5.5 mm to up to and including 45mm, Bars (Round) of Nominal Size From 17.3 mm to up to and including 65 mm, Any other aspect required as per standard : including Hardenability requirements.; 5) Grade Designation : Steels for quenching and tempering (, Delivery Condition : + AR, +AC, Product Form: Wire Rods (Round) of Nominal Size From 5.5 mm to up to and including 45mm, Bars (Round) of Nominal Size From 17.3 mm to up to and including 65 mm, Any other aspect required as per standard : including Hardenability requirements.; Designation 40Cr4Mo3,,26C10BT,34C14BT,10C4,SIZE 5.50 TO 34.0 mm,in bright drawn condition with or without annealing; Grade Designation ? (i) Steels not intended for heat treatment (Non-, 10C4, (ii) , 20Mn5Cr5, 20NiCrMo2, 15Ni5Cr4Mo1 and (iii) Steels for Quenching and Tempering: (a) Alloy steel - 26C10BT Delivery Condition ? Untreated (as hot-rolled)+AR, +AR+PE, Other (as per order of customer) Product Form ? Wire Rod/Wire/Bar/ Bright Product ...
27813 | IS 2095 (Part 2):2022 | 1 | Laminated Gypsum Plaster Boards, Size (mm) - Length 595 up to and including 1830 x Width 595 up to and including 1220 x Thickness 12.5, Type of Gypsum Board - Type A Plain Gypsum Plaster Board [as per IS 2095 (Part 1) : 2023], Laminating/Coating Material - Laminated Nubby Film
27814 | IS 2095 (Part 3):2022 | 5 | GRG Ceiling Tile, 595x595x12 mm; GRG Ceiling Tile, 595x595x10 mm; Name of the product - Reinforced Gypsum Plaster Ceiling Tiles, Size (Length x Width) - upto and including 595mm x 595mm, Thickness - 12 mm, Type - Ceiling Tiles, Reinforcement - Glass Reinforced; Reinforced Gypsum Plaster Boards And Ceiling Tiles Size (mm) - 595 x 595 x 12mm, 595 x 595 x 10mm Type - Tiles Reinforcement - Fibre (Glass Reinforced Gypsum); Reinforced Gypsum Plaster Boards And Ceiling Tiles Size (mm) - 595 x 595 x 12mm, 595 x 595 x 10mm Type - Tiles Reinforcement - Fibre(Glass Reinforced Gypsum); Reinforced Gypsum Plaster Boards And Ceiling Tiles, Size - 595mmx595mmx12mm, Type - Tiles, Reinforcement - Glass reinforced; Reinforced Gypsum Plaster Boards and Ceiling Tiles ¦ Type: Tiles ¦ Reinforcement: Glass ¦ Size: 595 mm X 595 mm X 12 mm.
27815 | IS 2191 (Part 2):2022 | 13 | (4) Grade: MR , Type and construction: Particle Board core /Tubular , Type- Non-Decorative (paintable)with skins of HDF, Abbreviation: TNP, Size: Non-modular Sizes upto and including 12DS22 [2135mm (height) x 1100mm (width)] and Thickness -40mm only.; (3) Grade: MR , Type and construction: Particle Board core /Tubular , Type- Decorative with skins of HDF, Abbreviation: TDPV, Size: Non-modular Sizes upto and including 12DS22 [2135mm (height) x 1100mm (width)] and Thickness -40mm only.; (2) Grade: MR , Type and construction: Particle Board core /Cellular , Type- Non-Decorative with skins of HDF, Abbreviation: CNP, Size: Non-modular Sizes upto and including 12DS22 [2135mm (height) x 1100mm (width)] and Thickness -40mm only.; Grade: MR , Type and Construction: Particle Board core/Cellular , Type- Decorative with skins of HDF, Abbreviation: C D P V, Size: Non-modular Sizes upto and including 12DS22 [2135mm (height) x 1100mm (width)] and Thickness -40mm only.; MR Grade , Type: Decorative veneered with skin of HDF , Abbreviation : CDPV, Construction: Particle Board core ( Cellular) , Size: Modular sizes upto and including 10DS21 [ 915 (width) x2060(height)] and Thickness 35mm.; MR Grade , Type: Non-decorative with skin of HDF , Abbreviation : CNP, Construction: Particle Board core ( Cellular) , Size: Modular sizes upto and including 10DS21 and Thickness 35mm only; GRADE: MR, TYPE: Decorative, with Pre Laminated HDF skin, CORE: Tubular Particle Board, Abbreviation: TDPV, Size: Upto and Including 1220x2425mm, THICKNESS: 45mm only, Designation: Non Modular.; MR Grade , Type: Decorative ;with Pre-Laminated HDF skin , construction of Core: Tubular Particle Board, Abbreviation : TDPV, Designation: Non-Modular, size; Height & Width : Upto & including 2440x1220mm. Thickness : 30 to 45mm.; 1)Grade: MR, Type and construction of core: Non-decorative with skins of particle board/MDF veneered with commercial veneers and Cellular core, Abbreviation: CNPV, Non modular: sizes :(24...
27930 | IS/ISO 3183:2019 | 15 | 1) Process-SMLS, Finish-, Grade PSL 2- L 320N, Delivery Condition-Normalized, For sizes of OD 48.3 mm to 60.3 mm and Thickness 2.1 mm to 12.5 mm and 2) Process-SMLS comma Finish-, Grade PSL 2- L 320N, Delivery Condition-Normalized, For sizes of OD 101.6 mm to 133.0 mm and Thickness 4 mm to 25 mm.; SMLS, , PSL 2- L 320N, Normalized, for the sizes OD 73.0mm to 88.9 mm , Thickness 3.6 mm to 20 mm; ERW, Yst 210, black, plain ends for 150mm NB to 300mm NB upto& Including with limiting thickness 7.9mm , ERW, Black, Plain End, Grade-YSt 210, Size-65 mm NB to upto and including 125 mm NB with limiting thicknass 9.5 mm; , electric welded plain bevelled ends Type: ERW Grade: YsT 210 Nom. size 65 mm NB to 200 mm NB Nom. Thickness 9.5 , plain bevelled ends, 65 to 400 mm NB, grade Yst210, ; ; Name of the product: , Process of manufacture : HFW,?Ends?: Plain and Bevel Ended, Grade : PSL 1 A25 - X 70 and PSL 2 Grade B?to X 70, Delivery Condition : As Rolled, Thermo mechanical Rolled, Size?(Outside diameter and thickness ) : 88.90 mm to 610 mm O.D and Thickness?3.00 mm to 24.00 mm; PSL 1,L210,HFW,Plain End,Outside Diameter 88.9mm upto included 219.1mm; HFW,Plain/Bevel end,Grade(PSL1)- L210 or A,L245 or B comma L290 or X42, L320 or X46, L360 or X52,L390 or X56, L415 or X60, L450 or X65 L485 or X70,Delivery condition-As rolled,Size-OD from 48.3mm to upto and including 406.4mm, Wall Thickness-From 4.0mm to upto and including 10mm.; HFW,Plain/Bevel end,Grade(PSL1)-L245M or BM, L290M or X42M, L320M or X46M, L360M or X52M, L390M or X56M comma L415M or X60M, L450M or X65M and L485M or Xl0M comma Delivery condition-Thermomechanical rolled,Size-OD from 48.3mm to upto and including 406.4mm, Wall Thickness-From 4.0mm to upto and including 10mm.; HFW,Plain/Bevel end,Grade(PSL2)-L245M or BM, L290M or X42M, L320M or X46M, L360M or X52M, L390M or X56M comma L415M or X60M, L450M or X65M and L485M or Xl0M comma Delivery condition- Thermomechanical rolled,Size-OD from 48.3mm to upto and i...
27935 | IS 2191 (Part 1):2022 | 3 | Product Name: Wooden Flush Door Shutters (Cellular, Hollow and Tubular Core Type) Plywood Face Panels ¦ Grade: BWP ¦ Core: Tubular ¦ Type: Non-Decorative ¦ Abbreviation: TN ¦ Size: Modular (8 DS 20/ 8 DS 21/ 9 DS 20/ 9 DS 21/ 10 DS 20/ 10 DS 21) ¦ Thickness: 35mm; Wooden Flush Door Shutters - Ply wood Face Panel Grade MR, Type and Construction Tubular, Decorative (TD) Size ,Non Modular(Height x Width) upto and including 820 x 2000 mm, thickness 35mm; Wooden Flush Door Shutters, Tubular Core Type- Plywood Face Panels, Grade- BWP, Type and Construction of Core- TN, Non-Modular Size: L- 2440 mm, W- 1220 mm, T- 35.50 mm
27936 | IS 2202 (Part 2):2022 | 17 | (1) MR grade .,Type :Non decorative with skin of HDF and Construction of core is Block board.Abbreviation :BNP, Size :Modular ,designation upto and including 10DS21 and thickness 35mm only; Grade: MR , Type and Construction: Blockboard core, Type- Non-Decorative with skins of HDF, Abbreviation: B N P, Sizes: Non-modular Sizes upto and including 12DS22 [2135mm (height) x 1100mm (width)] and Thickness -40mm only; Grade: MR, Type and Construction: Blockboard core, Type-Decorative with skins of HDF, Abbreviation: B D P V, Sizes: Non-modular Sizes upto and including 12DS22 [2135mm (height) x 1100mm (width)] and Thickness -40mm only; MR Grade , Type: Decorative with skin of HDF , Abbreviation : BDPV, Construction: Block Board core, Size: Modular sizes upto and including 10DS21 [ 915 (width) x2060(height)] and Thickness 35mm.; 1.Product: Wooden Flush Door Shutters (Solid Core Type) Particle Board, High Density Fibre Board, Medium Density Fibre Board and Fibre Hardboard Face Panels, 2.Grade: BWP,3.Type and Construction:Non-decorative with skins of particle board/HDF/MDF unveneered (PNP),4.Size:Non-Modular:Size Height (1800-2200)mm,Width (620-1000) mm, Thickness (35,40 and 45) mm.; Grade MR, Type and Construction of Core- P D P V (Decorative with skins of MDF and Core is of Particle board ), Non-Modular- Height upto and including 2440 mm,width upto and including 1220 mm and thickness from 30 mm upto and including 40 mm.; Grade- MR, Type and Construction of core - Core : Particle board, Type: Non decorative with skin of HDF unveneered, Abbreviation: PNP Size - Non modular, 1830x405x25 mm upto and including 2440x1220x50 mm.; Grade- BWP, Type and Construction of core - Core : Block board, Type: Non decorative with skin of HDF unveneered, Abbreviation: BNP Size - Non modular, 1830x405x25 mm upto and including 2440x1220x50 mm.; Grade-BWP, Type and Construction - PNP, Size-Non Modular : 1980 x 815 x 30mm; Grade: BWP; Type and Construction of Core- Type: Decorative with Skin...
28328 | IS 2202 (Part 1):2023 | 611 | ) Wooden Flush Door Shutters (Solid Core Type) Plywood Face Panels, Grade-MR, Construction of Core- Blockboard-Non-decorative (BN), Non-Modular, Size Upto including Height of-2435 mm and Width of -1220 mm and thickness from 25 mm to upto and including 45 mm.; Grade MR, Type and Construction Non-decorative (BN), Size (Non-Modular) Upto and including (height x Width) 2440 mm x 1220 mm and thickness form 25 mm to upto and including 50 mm.; Wooden flush door shutters (solid core type), Type and construction- BN,?non- modular for size up to and including 2440mm x 1220mm x 45 mm; Grade MR, Type and Construction- Non-decorative (BN), Size (Non-Modular) Upto and including (heght x Width) 2440 mm x 1220 mm and thickness form 25 mm to upto and including 40 mm; Wooden Flush door shutters (solid core Type) part1 Plywood face panels, Grade BWP, Blockboard core, Non decorative (BN),size: Height (upto) 2440 mm x (width upto )1220mm x thickness upto including 50 mm.; Grade-MR, Construction of Core- Blockboard-Non-decorative (BN), Non-Modular, Size Upto including Height of-2440 mm and Width of -1220 mm and thickness from 25 mm to upto and including 45 mm.; NON DECORATEIVE sizes upto 1000mm Width, 2000mm Height and 40mm Thickness; Wooden Flush Door Shutters (Solid Core Type) Plywood Face Panels, Grade-MR, Construction of Core- Blockboard- Non- decorative (BN), Non-Modular, Size Upto including Height of-2435 mm and Width of -1220 mm and thickness from 25 mm to upto and including 40 mm; Wooden Flush Door Shutters (Solid Core Type) Plywood Face Panels, Grade-MR, Construction of Core- Blockboard- Non- decorative (BN), Non-Modular, Size Upto including Height of-2440 mm and Width of -1220 mm and thickness from 25 mm to upto and including 45 mm.; Wooden Flush Door Shutters (Solid Core Type) Plywood Face Panels, Grade-MR, Construction of Core- Blockboard- Non- decorative (BN), Non-Modular, Size Upto including Height of-2820 mm and Width of -1300 mm and thickness from 25 mm to upto an...
28435 | IS 1110:2023 | 31 | Fe Si 73 A 115,Fe Si 65 and Fe Si 48,size designations 1 and 2.; FeSi48; FeSi65Al10; FeSi73Al15; Grade: FeSi78, Size Designation :2 and 0.2 to 10 mm as per cl.8.3; FeSi73A115, Size Designation: 1; Grade FeSi78; FeSi73AI15; FeSi65; FeSi78, No specific Size Designation; Grade Designation FeSi73Al15, Size Designation 1 &2; Grade Designation FeSi65,Size Designation 1&2; Grade Designation: FeSi48, FeSi78, FeSi73Al15, FeSi73Al25 and size designation: (Size Range: 0.001 mm to 3.15 mm.; Grade Designation: FeSi48, FeSi78, FeSi73Al15, FeSi73Al25 and size designation: Size Range: 0.001 mm to 3.15 mm.; Grade designation FeSi73A115 and size designation 1; Grade: FeSi65Al10 and Size designation- 40mm to 150mm .; Grade: FeSi73Al15 and Size designation- 25mm to 70mm; Size Designation 1, Grade Designation FeSi73Al25, FeSi73Al05, FeSi73Al15; Size Designation 2, Grade Designation FeSi73Al25, FeSi73Al05, FeSi73Al15
28883 | IS 4026:2023 | 6 | Form - Ingots and or/ Wire Bar/ and or Sow Ingots, Grades- 1981/1971/1961/1951; Form- Ingot / Billet /Wire Bar/ T Bars / Sow Ingots, Grades: 1981/1971/1961/1951; Form: Ingot and Billet, Grades: 1971, 1961 and 1951.; Grade 1; Aluminium Wire rods; Ingot, Grade-1971; Wire Bar, Grade 2 and Grade 3; Grade 1; EC Grade; Wire Bar, Grade 2 and Grade 3; Ingots, Grade- 1981 and 1971
28884 | IS 5484:2023 | 40 | EC GRADE ALUMINIUM ROD PRODUCED BY CONTINUOUS CASTING AND ROLLING, Tensile Strength Range I and III , Nominal Diameter 9.50 mm upto and including 12.70 mm; EC Grade Aluminium Rod produced by continuous casting and rolling comma Tensile Strength Range II, Nominal Diameter 9.50mm to 12.70mm; Product: EC Grade Aluminium Rod Produced By continuous casting and rolling , Tensile Strength Range - III, Nominal Diameter - 9.5 to 12.7 mm; Tensile Strength Range : III ; Nominal Diameter : 7.6 mm upto and including 12.7 mm.; Tensile Strength Range- I, II, III and IV, Nominal Diameter- from 9.5 mm to up to and including 12.7mm.; Tensile Strength Range- II, Nominal Diameter- from 9.5 mm to upto and including 12.7mm.; Tensile Strength Range: II and IV, Nominal Diameter: from 9.5 mm to up to and including 12.7mm
28885 | IS 15380:2023 | 4 | Grade - BWP, Heavy Duty, Non Modular, Height- upto and Including 2140 mm, width upto and including 700 mm and Thickness- 25 mm to 45 mm
29096 | IS 1536:2023 | 6 | -Centrifugally cast (spun) , gas and sewage push-on joint bitumen coated for sizes 80mm, 100mm, 150mm, 200mm, 250mm & 300mm dia, class - LA, A & B. -Centrifugally cast (spun) , gas & sewage for sizes 200mm dia, lead joint class LA. Centrifugally cast (spun) , gas and sewage for sizes 1. 80mm dia lead joint class LA, A, B 2. 100mm dia lead joint class LA< A, b 3. 150mm dia lead joint class LA, A, b 4. 200mm dia lead joint class A, b 5. 250mm dia lead joint class LA, A, b 6. 300mm dia lead joint class LA, A, B. -sizes 80mm, 100mm, 150mm, 200mm, 250mm & 300mm ; Centrifugally Cast (Spun) , ,SIZE 350 to 400 mm,CLASS-B; Centrifugally Cast (Spun) , ,SIZE 80 to 200 mm, CLASS-B; (1) , Size DN 80, DN 100 commaDN 150 and DN 200 mm, LeadJoint, , Aand B. And (2) Type - DOUBLE FLANGE PIPEscrewed, Flanged Jointcomma SIZE 250 to 300 mmCLASS-B; (1) Type : , Class : B, Sizes: 80mm, 100mm, 125mm, 150mm, 200mm, 250mm, 300mm, 350mm, 400mm, and450mm, Joint : Flanged Joint, Type of Mould used : Metal. (2) Type :, Class : LA, A and B, Sizes : 80mm, 100mm,125mm, 150mm and 200mm, Joint : Push On, Type of Mould used : Metal.; Centrifugally cast (spun) , gas and sewage, Class LA, Size4.0mm-80mm, 100mm and 150mm dia, and 5.5mm-100mm, 125mm, 150mm, 200mm and 250mm dia DN 100, 150, 200 & 250mm, Class-LA, Length-3.0m DN 100, 150, 200 & 250mm, Class-A, Length-3.0m DN 100, 200 & 250mm, Class-B, Length-3.0m Centrifugally cast (spun) , gas and sewage, Grade:FG-150, 125mm DN, Class:LA, A&B, Length:upto and incl 5.5m DN300mm, Class A& B upto and incl Length 5.5m socket and spigot DN 80mm, Class B, upto and incl Length 5.5m socket and spigot, ring 25mmwidth Centrifugally cast (spun) , gas and sewage of sizes 300mm DN, Class LA, Length upto and incl 5.5m Centrifugally cast (spun) , gas and sewage of sizes 80mm DN, Class LA & A both, Length upto and incl 5.5m Class LA, Sizes DN 80,100,150mm, Length 3.66 and 4m Class LA, Sizes DN 100,125,150,200,250mm, Length 5.5m Class LA, Sizes DN 100,150,200mm, Lengt...
29097 | IS 9997:2023 | 6 | Aluminium Alloy Redraw Rods - For Electrical Purposes, Size(Nominal Diameter)- 9.50 mm, Method of production Rolling, Temper W; Name of the Product - Aluminium Alloy Redraw Rods for Electrical Purposes, Sizes (Nominal Diameter) - 7.60 mm to less than 9.50 mm, Temper Designation - T4.; Name of the product: Aluminium Alloy Redraw Rods- For Electrical Purposes, Size (nominal diameter): From 7.6 mm to up to and including 9.5 mm, Temper Designation: T4.; Nominal Diameter 7.6 mm upto below 9.5 mm, Temper designation T4; Size (Nominal diameter) 9.5mm, Temper-W, Method of production-Continuous Casting and Rolling; Size - Nominal Diameter from 7.60 mm upto and below 9.50 mm, Temper Designation- T4.; Size- Nominal Diameter from 9.50 mm up to and including 12.70 mm, Temper Designation- F.
29299 | IS 2095 (Part 1):2023 | 18 | (1) Plain Gypsum Plaster Board, Type -A, Size (width xlength), mm Upto and including -1220 x 2440 ,Thickness (mm) -9.5 mm,12mm, 12.5 mm ,15 mm, 17 mm; Plain Gypsum PlasterBoard, Type -D, Size (width x length), mm Upto and including -1220 x2440 ,Thickness (mm) - 12.5 mm ,13 mm, 15 mm, 17mm; Plain Gypsum Plaster Board, Type -F, Size(width x length), mm Upto and including -1220 x 2440 ,Thickness (mm) -12.5 mm ,13 mm, 15 mm, 17 mm; Plain Gypsum PlasterBoard, Type -H1, Size (width x length), mm Upto and including -1220 x2440 ,Thickness (mm) -9.5 mm,, 12.5 mm ,15 mm, 17mm; Plain Gypsum Plaster Board, Type -H2, Size(width x length), mm Upto and including -1220 x 2440 ,Thickness (mm)-9.5 mm,, 12.5 mm ,15 mm, 17 mm; Plain GypsumPlaster Board, Type -R1, Size (width x length), mm Upto and including-1220 x 2440 ,Thickness (mm) - 12.5 mm ,13 mm, 15 mm, 17mm; Plain Gypsum Plaster Board, Type -R2, Size(width x length), mm Upto and including -1220 x 2440 ,Thickness (mm) -12.5 mm ,13 mm, 15 mm, 17 mm; Plain Gypsum PlasterBoard, Type -W, Size (width x length), mm Upto and including -1220 x2440 ,Thickness (mm) - 12.5 mm ,13 mm, 15 mm, 17 mm; Plain Gypsum Board, Type - A; Type: H1, Size: Upto and including width of 1219mm and length of 1829mm, Thickness: 12.5 mm and 15 mm; PlainGypsum Board, Type - A, Size - width - 1219mm and length - 1829mm,2438mm, 3048mm, Thickness - 9mm, 12.5mm, and 15mm.; Type: F and FH, Size (width x length): Upto and including 1229 x 1829 mm, Thickness: 12.5 mm, 13 mm and 15 mm.; Name of the product: Plain Gypsum Plaster Board, Type: H2, Size (width x length): Upto and including 1219 mm x 1829 mm, Thickness: 12.5 mm, 13 mm and 15 mm.; Plain Gypsum Plaster Board, Gypsum Wallboard of Thickness 9 mm, 12.5 mm and 15 mm; Type-A, Size - Width upto and including 1219mm, Length upto and including 1829 mm, Thickness- 11mm; Gypsum Plaster Board, Type H1, Width from 600 upto and including 1220 mm, Length From 1800 upto and including 2440 mm and Thickness 9 mm to 25 mm; ...
29445 | IS/IEC 60947 (Part 3):2020 | 47 | Low-Voltage Switchgear and Control Gear, Switch-Disconnectors, Type Designation: DN2-250SD 250A MCCB, Poles: Three Pole & Four Pole, Model: DN2-250SD 250A MCCB, Equipment Types: Switch-disconnector, Breaking arrangement for fused devices: NA, Rated operational voltage (Ue): 415V, Rated insulation voltage (Ui): 800V, Rated impulse withstands voltage (Uimp): 8kV, Rated operational current (Ie): 100, 125, 160, 200, 250 A, Conventional free air thermal current (Ith): 100, 125, 160, 200, 250 A, Conventional enclosed thermal current (Ithe): 100, 125, 160, 200, 250 A , Rated uninterrupted current (Iu): 100, 125, 160, 200, 250 A, Rated short time withstand current (Icw): 3.6kA for 1s, Rated short circuit making capacity (Icm): 3.6kA, Rated Frequency (Hz): 50 / 60 Hz, Rated Duty: Uninterrupted duty, Utilization category: Category A / AC-23A, Method of operation of manually operated equipment: Independent manual operation., Suitability for isolation: Yes, Degree of protection: IP20, Pollution Degree: Pollution Degree III, Material Group: IIIb, Type of Supply: 3 Phase AC, Number of Poles: Three Pole & Four Pole, Number of positions of the main contacts: 2, Electromagnetic Compatibility (EMC): Not tested for Electromagnetic Compatibility (EMC), Direct switching of a single motor : Not tested for Direct switching of Single Motor, Single pole operated three pole switches : Not tested for Single Pole operated three-pole switches, Use in Photovoltaic (PV) DC applications: Not tested for Use in (PV) DC applications, Intended for connection of Aluminium Conductors: Not tested for Connection of Aluminium conductors.; dsine MCCBs/DN0-160SD/3P and 4P/SD/CAT AC23A Low-Voltage Switchgear and Control Gear, Switch-Disconnectors, Type Designation: DN0-160SD 160A MCCB, Poles: Three Pole & Four Pole, Model: DN0-160SD 160A MCCB, Equipment Types: Switch-disconnector, Breaking arrangement for fused devices: NA, Rated operational voltage (Ue): 415V, Rated insulation volta...
29897 | IS 18256:2023 | 5 | Solid Round Glass Fibre Reinforced Polymer (GFRP) Bars for Concrete Reinforcement for the following variety: Type of Bar - Straight Bar, Bar size Designation- G16, Surface Pattern- Spiral wound ribbed surface; Solid Round Glass Fibre Reinforced Polymer (GFRP) Bars for Concrete Reinforcement, Type of Bar-Straight bars, Bar size Designation-G4, G6, G8, G10, G12,G16 and Surface Pattern-Spiral wound ribbed surface.; Solid Round Glass Fibre Reinforced Polymer (GFRP) Bars for Concrete Reinforcement, Type of bar: Straight Bars, Bar Size Designation: G4, G6, G8, G10, G12, G16, G20, G25, G32, Surface Pattern: Spiral wound ribbed surface.; Solid Round Glass Fibre Reinforced Polymer (GFRP) Bars for Concrete Reinforcement,Straight Bars of designation G4,G6,G8,G10,G12,surface pattern:Spiral wound ribbed surface; Type of Bar: Straight bars Bar size Designation: G10/ G12/ G16 Surface Pattern: Spiral wound ribbed surface
29934 | IS 16172:2023 | 19 | (1) Name of the product - Reinforcement Couplers for Mechanical Splices of Steel Bars in Concrete (2). Type of Reinforcement Coupler - Parallel Threaded Couplers (3). Class of Coupler- H (4). Strength Grade of TMT Bar to be Spliced with Coupler - Fe 550D, Fe 550, Fe 500D, Fe 500, Fe 415D, Fe 415 (5). Nominal Size - Upto and Including 40 mm; (1) Name of the product - Reinforcement Couplers for Mechanical Splices of Steel Bars in Concrete (2). Type of Reinforcement Coupler - Upset Parallel Threaded Couplers (3). Class of Coupler- H (4). Strength Grade of TMT Bar to be Spliced with Coupler - Fe 550D, Fe 550, Fe 500D, Fe 500, Fe 415D, Fe 415 (5). Nominal Size - Upto and Including 40 mm; Name of the product - Reinforcement Couplers for Mechanical Splices of Steel Bars in Concrete , Type of Reinforcement Coupler - Upset Parallel Threaded Couplers , Class of Coupler - H , Strength Grade of TMT Bar to be Spliced With Coupler - Fe 415, Fe 415D, FEe 415S, Fe 500, Fe 500D, Fe 500S, Fe 550, Fe 550D, Nominal Size (mm)- 16,20,25,28,32; Name of the product: Reinforcement Couplers for Mechanical Splices of Steel Bars in Concrete, Type of Reinforcement Coupler: Upset Parallel Threaded Couplers, Class of Coupler: Class H, Strength Grade of TMT Bar to be Spliced with Coupler: Strength grade upto and including Fe550D, Nominal Size: Upto and including 40 mm.; Product- Reinforcement Couplers for Mechanical Splices of Steel Bars in Concrete, Type of Reinforcement Coupler - Upset Parallel Threaded couplers, Class of Coupler- H, Strength Grade of TMT Bar to be Spliced with Coupler- Fe 550D, Nominal Size: 16 mm, 20 mm, 25 mm, 28 mm, 32 mm; Reinforcement Couplers for Mechanical Splices of Steel Bars in Concrete, Type of Reinforcement Coupler-Upset Parallel Threaded Couplers, Class of Coupler: H, Strength Grade of TMT Bar to be Spliced with Coupler- FE550D, Nominal Size: Upto and Including 40 mm.; Reinforcement Couplers for Mechanical Splices of Steel bars in concrete, Type of Reinforcem...
29954 | IS 14927 (Part 2/Sec 1):2023 | 37 | * Cable Trunking and Ducting Systems for Electrical Installations : Part 2 Cable Trunking and Ducting Systems Intended for Mounting on Walls or Ceiling for Insulating material trunking system, light, medium and heavy mechanical stresses (-5) temperature classification, non flame propagating electrical insulation characteristic, IP2X, No protection against ingress of water & access cover removable with tools.; CABLE TRUNKING AND DUCTING SYSTEM INTENDED FOR MOUNTING ON WALL OR CEILING OF INSULATING MATERIALS,TEMPERATURE CLASSIFICATION -5 C, PROTECTION AGAINST EXTERNAL INFLUNCES IP2X ACCECS COVER REMOVABLE WITHOUT TOOLS OF SIZES 20mm to 32 mm; Cable Trunking System, CTS for impact - 0.7J, Non Flame Propagating CTS, Without electrical continuity characteristics, With electrical insulating characteristics, Access cover which can be removed without a tool, Type 1 CTS.; Cable Trunking Systems (CTS) intended for Mounting on Walls and ceiling, CTS for impact 0.5J, Non-flame propagating CTS, without electrical continuity characteristic CTS, with electrical insulating characteristic CTS, CTS access cover which can be opened without a tool, Type 1 CTS.; Cable Trunking Systems (CTS) intended for Mounting on Wallsand ceiling, CTS for impact 0.5J, Non-flame propagating CTS, withoutelectrical continuity characteristic CTS, with electrical insulatingcharacteristic CTS, CTS access cover which can be opened with a tools,Type 1 CTS; Cable Trunking Systems (CTS) intended for Mounting on Wallsand ceiling, CTS for impact 0.5J, Non-flame propagating CTS, withoutelectrical continuity characteristic CTS, with electrical insulatingcharacteristic CTS, CTS access cover which can be opened without tools,Type 1 CTS; Cable Trunking and Ducting Systems Intended for Mounting on Walls or Ceiling of Insulating materials of Medium Mechanical Stress, operating temp. range -5 to 60Deg C, non flame propogating with electrical insulating characteristic, degree of protection IP2X, Acess cover re...
29960 | IS 6072:2023 | 2 | 1. Name of the product- Autoclaved Reinforced Cellular Concrete Wall Slabs, Class- D, Dimensions Length x Width (Breadth) x Thickness, mm- Sizes upto & including -3000 x 600 X200.; Class D, Dimensions Height upto and including 6000 mm , Width upto and including 600 mm and Thickness upto and including 150 mm
30301 | IS 18513:2023 | 4 | Hot-Dip Zinc-Aluminium-Magnesium Alloy Coated Steel Sheets, Plates and Strips, Type and designation of substrate IZMCCR2, IZMCCR3, IZMCCR4, IZMCCR5, Coating mass Designation: ZM060 to ZM120, Surface Finish Designation: N and S, Surface Treatment Designation: C, O, CO, S, and U, Surface Quality: AC,B,I, Thickness: from 0.40mm to 0.90 mm, Width: from 750mm to 1700mm, Length: Strip.; Type : Structural Quality Steel, Designation : IZMC300S, IZMC310S, IZMC330S, IZMC360S, IZMC380S, IZMC410S, IZMC420S, IZMC440S, IZMC460S, IZMC480S, IZMC510S, IZMC560S, IZMC570S, Coating mass Designation: ZM060 to ZM600, Surface Finish Designation: N and S, Surface Treatment Designation: C, O, CO, S, U, Surface Quality: As Coated Surface (AC), Improved Surface (B), Best Quality Surface (I) Dimension : Thickness: 0.40mm to 3.20 mm, Width: from 750mm to 1700mm, Length: Coil; Type : Mild Steel, Designation : IZMCCR0, IZMCCR1, IZMCCR2, IZMCCR3, IZMCCR4, IZMCCR5, Coating Mass Designation : ZM060 to ZM600, Surface Finish Designation: N and S, Surface Treatment Designation: C, O, CO, S and U, Surface Quality: As Coated Surface (AC), Improved Surface (B), Best Quality Surface (I), Dimension : Thickness: 0.40 to 3.20 mm, Width: 750 to 1700mm, Length : Coil; Type : High Strength Low Alloy Steel, Designation : IZMC310LA, IZMC320LA, IZMC340LA, IZMC370LA, IZMC410LA, IZMC440LA, IZMC470LA, IZMC500LA, IZMC530LA, IZMC620LA, Coating mass Designation: ZM060 to ZM600, Surface Finish Designation: N and S, Surface Treatment Designation: C, O, CO, S, U, Surface Quality: As Coated Surface (AC), Improved Surface (B), Best Quality Surface (I) Dimension : Thickness: 0.40mm to 3.20 mm, Width: from 750mm to 1700mm, Length: Coil; Type and designation of substrate: IZMHHR1, Coating Mass Designation : ZM060 to ZM600, Surface Finish Designation: N and S, Surface Treatment Designation: C, O, CO, S and U, Surface Quality: As Coated Surface (AC), Improved Surface (B), Best Quality Surface (I), Dimension : Thickness:...
30379 | IS 26:2024 | 1 | Grade Sn 99.90
30380 | IS 209:2024 | 3 | Refined Zinc, Grade: Zn99.995%; Zinc Ingot, Grade- Zn 99.95%; Zinc Ingot- Zn 99.995%
30412 | IS 1772:2024 | 5 | ELECTROPLATED COATINGS OF COPPER / Grade 1 Mild / Steel Basis Metal; Electroplated Coatings of Copper ¦ Service Condition Grade: Grade 4 Exceptionally Severe ¦ Base Metal: Steel Basis Metal; Name of the product: ELECTROPLATED COATINGS OF COPPER, Service Condition: Grade 2 Moderate, Grade 3 Severe, Grade 4 Exceptionally Severe, Steel Basis Metal; Name of the product:- Electroplated coatings of copper, Service Condition Grade:- Grade 1 Mild, Base Metal :- Steel Basis Metal.; Service Condition Grade 2, Moderate Service Condition, Steel Basis Metal
30417 | IS 302 (Part 2/Sec 7):2024 | 45 | 1.Model: VSAWM5-850PV10725, Type of Appliance: Impeller Washing Machine, Maximum mass of dry cloth: 8.5 Kg, Construction and other features: With separate drums for washing and water extraction that can be used simultaneously, Type of Operation: Power driven wringer, Method of Washing: With Detergent, Rating: Wash Tub Power:445 W, Spin Tub Power:190 W, Rated Voltage: 220V-240V Rating Rated Frequency: 50 Hz, Class of Appliance: Class I, Degree of Protection: IPX4, Material Group: IIIa, Pollution Degree: 3.; 2.Model: VSAWM5-800PV10725, Type of Appliance: Impeller Washing Machine, Maximum mass of dry cloth: 8 Kg, Construction and other features: With separate drums for washing and water extraction that can be used simultaneously, Type of Operation: Power driven wringer, Method of Washing: With Detergent, Rating: Wash Tub Power:445 W, Spin Tub Power:190 W, Rated Voltage: 220V-240V Rating Rated Frequency: 50 Hz, Class of Appliance: Class I, Degree of Protection: IPX4, Material Group: IIIa, Pollution Degree: 3.; 3.Model: VSAWM5-900PV10725, Type of Appliance: Impeller Washing Machine, Maximum mass of dry cloth: 9 Kg, Construction and other features: With separate drums for washing and water extraction that can be used simultaneously, Type of Operation: Power driven wringer, Method of Washing: With Detergent, Rating: Wash Tub Power:445 W, Spin Tub Power:190 W, Rated Voltage: 220V-240V Rating Rated Frequency: 50 Hz, Class of Appliance: Class I, Degree of Protection: IPX4, Material Group: IIIa, Pollution Degree: 3.; 5) Domestic Electric Cloth Washing Machine, Type of Appliance - Impeller Washing Machine(Top Load), Mass of dry cloth - 6.5 kg, Construction and other features - With separate drums for washing and water extraction that can be used simultaneously/without inbuilt Heater and without programmable Controller, Type of operation - Power driven wringer, Method of washing - With detergent, Rating 380W (Wash) and 150W (Spin), 230V, 50Hz, Single Phase, AC, Insulation Cla...
30552 | IS 3039:2024 | 3 | (a) Grade: Normal Strength, Designation : A, B and D , Type of product: Plate, Thickness from 3 mm to upto & including 20 mm, Width (Mill edge) from 750 mm to upto & including 2150 mm.; (b) Grade: Normal Strength, Designation : A, B and D , Type of product: Plate, Thickness from 12 mm to upto & including 50 mm, Width (Untrimmed edge) from 1600 mm to upto & including 4200 mm, Width (Trimmed edge) from 1500 mm to upto & including 4100 mm. Plates With through thickness properties; Plate (ISPL) of Thickness From 5.00 mm up to & Including 8.80 mm, Width From 900 mm up to & Including 1650 mm, Length From 1000 mm up to & Including 13500 mm for Normal Grade Designation A, B, & D, Without Through Thickness Properties; Strip (ISST) of Thickness From 1.00 mm up to & Including 8.80 mm, Width From 900 mm up to & Including 1650 mm, for Normal Grade Designation A, B, & D, Without Through Thickness Properties; Sheet (ISSH) of Thickness From 1.00 mm up to & Including 5.00 mm, Width From 900 mm up to & Including 1650 mm, Length From 1000 mm up to & Including 13500 mm for Normal Grade Designation A, B, & D, Without Through Thickness Properties; Structural Steel for Ship Construction, Grade: Normal Strength Designation- A, B and D Type of product- Plate Dimension- Length from 1000 mm to up to and including 25000 mm, width from 750 mm to up to and including 4900 mm, thickness from 6mm to up to and including 10.75 mm; Grade: Higher Strength, Designation- AH 40, DH40 and EH 40 Type of product- Plate Dimension- Length from 1000 mm to up to and including 25000 mm, width from 750 mm to up to and including 4900 mm, thickness from 1.6mm to up to and including 63mm; Grade: Normal Strength, Designation- A, B and D Type of product- Plate Dimension- Length from 1000 mm to up to and including 25000 mm, width from 750 mm to up to and including 4900 mm, thickness from 1.6mm to up to and including 85mm; Grade: Higher Strength, Designation- AH 36, DH36 and EH 36 Type of product- Plate Dimension- Len...
30554 | IS 3989:2024 | 9 | 1. Centrifugally cast (spun) iron spigot and socket, soil, waste, , Lead joint, Size DN 150 mm and length 3000 mm. 2. Taper of Nominal Diameter 100 mm x 75 mm. 3. Unequal Branches without access door of Nominal Diameter 100 mm x 75mm , Angle 92 1/2 4. Floor trap of Nominal Diameter DN 75 mm. 5. Cowl of Nominal Diameter DN 75 mm 6. Bend without access door of Nominal Diameter DN 75 mm, Angle 135o 7. Bend with access door of Nominal Diameter DN 75 mm, Angle 921/2 o 8. Equal Branches without access door of Nominal Diameter DN 100 mm, Angle 135o 9. Bend without access door of Nominal Diameter DN 100 mm, Angle 135; 1. Collar (Double Socket), Nominal Diameter DN 100mm. 2. Unequal Branches without access door, Nominal Diameter 100 x 75mm, Angle 135° 3. Equal Branches with access door, Nominal Diameter DN 100mm, Angle 921/2° 4. Bends Without access door, Nominal Diameter DN 100mm, Angle 921/2° 5. Bends With access door, Nominal Diameter DN 100mm, Angle 921/2° 6. Equal Branches without access door, Nominal Diameter DN 100mm, Angle 921/2° 7. Collar (Double Socket), Nominal Diameter DN 75mm. 8. Equal Branches without access door, Nominal Diameter DN 75mm, Angle 921/2° 9. Bends Without access door, Nominal Diameter DN 75mm, Angle 921/2° 10. Traps, Nominal Diameter DN 100mm, Angle 95° 11. Cowl, Nominal Diameter DN 100mm; DN 75mm &DN100mm; Centrifugally Cast (Spun) Iron Spigot and Socket Soil, waste, , Lead joint, Sizes DN 75mm & DN 100mm and length 3000mm.; Equal Branches without access door, Nominal Diameter DN 200mm comma Angle 92 1/2 degree; Bend without access door of Nominal Diameter DN 200 mm, Angle 135 degree; Bends Without access door, Nominal Diameter DN 200mm, Angle 92 1/2 degree; Collar (Double Socket), Nominal Diameter DN 200 mm; Centrifugally cast (spun) iron spigot and socket, soil,, Size DN 200 mm and length 3000 mm; Bend without access door 92.5 degree, 150MM; Grade FG-150 and the items: 1) , size 150mm, 2) , size 100 mm, 3) , size 75 mm.; Trap, 95 deg, DN ...
30764 | IS 710:2024 | 420 | (1) Marine Plywood, Thickness (mm)-upto and including 19 mm ,Formaldehyde Class- E2, without Steady-State Formaldehyde Emission test(optional test).; For Thickness upto and including 19mm; Marine Ply wood, Thickness- Upto and including 25mm,Formaldehyde Class- E1,Without Steady State Formaldehyde Emission Test; Marine Plywood for Thickness upto and including 19 mm; Marine Plywood for length upto 2440mm, width upto 1220mm & thickness upto 25mm; Marine Plywood, Size- for Thickness upto andincluding -20 mm; Marine Plywood, Thickness- from 4 mm upto and 19mm, Formaldehyde class- E1, without Steady state formaldehyde emission.; Marine Plywood,for thickness up to and including 25mm; Marine plywood for length upto 2400mm, width upto 1220mm and thickness upto 25mm; SIZE-2440X1220X12MM GRADE- BWP; Grade BWP, sizes upto and including 2440 mm x 1220 mm x 19 mm
30765 | IS 4990:2024 | 250 | , Type- Type 3 (CSFF) , Size - Upto and including 17 ply and 25 mm thickness; , Type- CS/ CSC/ CSFF,Thickness- up to and including 19mm, Formaldehyde Class- E1 and E2,without Steady-State Formaldehyde Emission test; , Type- CSFF,Thickness- up to and including 18mm, Formaldehyde Class- E1 and E2,without Steady-State Formaldehyde Emission test.; Plywood for concrete shuttering work, Type 3 (with suitable overlay (Film Faced), Grade- BWP, Sizes : upto and including 7ply and thickness 12mm; SIZE: 2440 x 1220 MM,THICKNESS: 3,4,5,6,9,12,15,19,22, AND 25MM, TYPE : CSFF, FORMALDEHYDE : CLASS-E1, WITHOUT TEST OPTIONAL TEST (CL 10.13); TYPE 3, DESIGNATION CSFF, LENGTH 1800 TO 2500mm WIDTH 600 TO 1300mm, THICKNESS 12 TO 20mm; TYPE-3,CSFF,upto and including 09 ply and 19mm thickness; Type - Type 3 (CSFF), Size - Upto and including 7 ply and 12 mm thickness.; Type 3 (CSFF),Size upto and including 13 ply and 19 mm thickness; Type- Plywood for concrete shuttering work with suitable overlay (Film Faced) CSFF, Thickness -Upto and including 19 mm, Formaldehyde Class- E2, without Optional Test.
30951 | IS 617:2024 | 189 | , Form Ingot, Alloy (Chemical Symbol) - AlSi12(b), AlSi11Cu3(Fe) and AlSi5Cu1Mg, Condition (Temper)- Not Applicable; ,form:Ingot,AlloysAlSi7Cu2,AlSi7Cu2(a),AlSi7Cu3Mg,AlSi8Cu1.5Mg,AlSi8Cu3,AlSi9Cu1Mg,AlSi9Cu1Mg(a),AlSi9Cu3(Fe),AlSi9Cu3(Fe(Zn),AlSi11Cu2(Fe),AlSi11Cu3(Fe),AlSi9Cu3(a),AlSi10Cu,AlSi10Cu(a),AlSi9Cu3(b),AlSi9Cu2,AlSi11Cu2(Fe), AlMg3,AlMg5,AlMg5(Si),AlMg9,AlMg5Si2Mn(Fe),AlMg0.6,AlMg0.4,AlMg3Si,AlMg2,AlMg; Form Casting, Alloy Group: AlSi5Cu, Chemical Symbol: AlSi5Cu3Mn(b), Temper NA; Form: Casting, Alloy Group: AlSi9Cu, Chemical Symbol: AlSi11Cu3(Fe), Temper NA; Form Ingot, Alloy (Chemical Symbol) - AlSi9Cu3(Fe), AlSi8Cu3, AlSi7Mg0.3, AlSi9Cu1Mg(a), AlMg3Si, AlSi7Mg, AlSi11Cu2(Fe), AlSi12(b), AlSi12CuMgNi and AlSi17Cu4Mg, Condition (Temper)- Not Applicable; Form- Casting, Designation -4450, Condition (Temper)- T6; Form: Ingot, Alloy (Chemical Symbol): AlSi12Cu(b), AlSi10Mg(Fe), AlSi7Mg, AlSi5Cu1Mg, and AlSi9Cu3(Fe)(Zn) and Condition (Temper) NA; Form: Ingot, Alloy (Chemical Symbol): AlSi10Mg (a), Condition (Temper) NA; Ingot, Alloy (Chemical Symbol): Al99.0, Al 99.5,AlSi5Cu3Mn(b), AlSi5Cu3Mn(c), AlSi5CuMg, AlSi5, AlSi6Cu4(b), AlSi8Cu(a),AlSi7Cu, AlSi7Mg0.3Ti, AlSi10Cu, AlSi9Cu3(a), AlSi9Cu2, AlSi10Mg(a),AlSi10Mg(b), AlSi11MgMn, AlSi11MgNi, Condition (Temper) NA; Ingot, Alloy (Chemical Symbol): AlSi9Cu3(a), AlSi9Cu2,AlSi10Mg(a), AlSi10Mg(b), AlSi11MgMn, AlSi11MgNi, AlSi7Mg0.3Ti andAlSi10Cu Condition (Temper) NA; Ingot, Designations: 4423,4525A,4628,4600A; Name of the Product-, Form Ingot, Designation -4223, 4223A, 4225, 4300, 4323, 4420, 4423, 4450, 4520, 4525, 4528, 4600, 4600A, 4628, 4635, 4652, Condition (Temper)- Not Applicable
31057 | IS 2556 (Part 15):2024 | 3
31058 | IS 2556 (Part 16):2024 | 1
31059 | IS 2556 (Part 2):2024 | 16
31307 | IS 2083:2024 | 32 | Flash Light, Material of enclosure: plastic, Light Source: LED, Battery type: Secondary (Li ion Battery),Chargers: USB charging cable, Photovoltaic Source: N/A, Power Rating: 6W, Input Rating: 3.7V, Degree of protection:IP54; Flash Light, Material of enclosure: Metallic, Light Source: LED, Battery type: Secondary (Li ion Battery),Chargers: USB charging cable, Photovoltaic Source: N/A, Power Rating: 15W, Input Rating: 3.7V, Degree of protection:IP44; Flash light, Plastic Enclosure, LED, Secondary Batteries with USB Cable, Input: 3W, 5V DC Without Photovoltaic Source, degree of protection IP20; Flash Light, Plastic Enclosure ,LED, Secondary Batteries with USB cable, Input : 3W, 5V DC, Without Photovoltaic source, degree of protection IP20; FLASHLIGHT, Material of enclosure:Plastic, Light Source: LED, Battery type: secondary, Chargers: with USB cable, without Photovoltaic Source, Power Ratings:5W, Input Ratings: 3.7V DC, Degree of protection: Not Declared.; Flashlight, Material of Enclosure: Plastic, Light Source: LED, Battery Type: Secondary Battery (Rechargeable),Charger: Pin Insertion (Built-in Plug), Without Photovoltaic Source, Power Ratings: 1.2 W, 3.1 V, 600 mA, Degree of Protection: IPX0, Pollution Degree 1, Model No. DL92, DL21.; Flashlight, Material of Enclosure: Plastic, Light Source: LED, Battery Type: Primary Battery (Non-Rechargeable), Charger: Not Applicable, Without Photovoltaic Source, Power Ratings: 1.5 W, 3.1 V, 600 mA, Degree of Protection: IPX0, Pollution Degree 1, Model No. DL09.; Flashlight, Plastic enclosure, LED light source, Secondary Battery, with USB cable, Input: DC 5V, 4W, Model: RC 04, without Photovoltaic Source, IP20; Flashlight,Plastic Enclosure,Light Source LED,Battery Type:Secondary,Charger:With USB Cable,Power Rating 3 W,Input Rating 5 Vdc,Without Photovoltaic Source,Degree of Protection :IP20,Model No:RC 03.; Flashlight,Plastic Enclosure,Light Source LED,Battery Type:Primary,Power Rating 5 W,Input Rating 0.5 W,Without Photovolta...
31465 | IS 12640 (Part 1):2024 | 30 | DOUBLE POLE ,25A,40A,63A,30mA,100mA,300mA,240V,50Hz,10kA; Double pole(1P+N), Four pole(3P+N), short circuit capacity-10KA, rated current-25A, 40A & 63A, residual operating current-30mA, 100mA & 300mA, 240/415V, 50Hz, AC, unenclosed type; FOUR POLE,25A,40A,63A,30mA,100mA,300mA,415V,50Hz,10kA; RCCBs- Functionally Independent of Line Voltage, Fixed Installation?and?Wiring, General Type, Single Value Residual Operating Current,?IP20,?Type AC, 2-Pole, 240V, 50Hz, Rated Current: 63A, Rated?Residual?Operating Current: 0.03A, Rated Making and Breaking Capacity:?630A,?Rated Conditional Short-Circuit Current: 10000A, Rated?Conditional?Residual Short-Circuit Current: 10000A, Mounting: Panel?Board Type RCCB,?Electrical connections of which are not associated with?the Mechanical Mounting.; RCCBs- Functionally Independent of Line Voltage, Fixed Installation and Wiring, General Type, Single Value Residual Operating Current, IP20, Type AC, 2-Pole, 240V comma 50Hz, Rated Current: 16A, 20A, 25A, 32A and 40A, Rated Residual Operating Current: 0.03A, 0.10A and 0.3A, Rated Making and Breaking Capacity: 500A, Rated Conditional Short-Circuit Current: 10000A, Rated Conditional Residual Short-Circuit Current: 10000A, Mounting: Panel Board Type RCCB, Electrical connections of which are not associated with the Mechanical Mounting.; RCCBs-Functionally Independent of Line Voltage, Fixed Installation and Wiring, General Type, Single Value Residual Operating current, IP20, Type AC, 2-Pole,240V,50Hz, Rated Current:63A Rated Residual Operating Current: 0.1A & 0.3A, Rated Making Breaking Capacity 63A: 630A, Rated Conditional Short-Circuit Current:10000A, Rated Conditional Residual Short-Circuit Current:10000A, Mounting: Panel Board Type RCCB, Electrical Connections of Which are not Associated with the Mechanical Mounting.; RCCB's- Functionally independent of line voltage, Fixed installation and wiring, General Type, Single value Residual Operating Current, IP20, Type AC, 4-Pole, 415V, 50Hz, Rate...
31555 | IS 2993 (Part 1):2024 | 79 | ***2 micro farad to 50 micro farad, 440 V, 50 Hz,Climaticcategory - 25/85/21, Continuous Operation, Class of operationC/D,Self-healing type, Class of safety protection - S0***; 1. Rated capacitance: 55 to 225 microfarads, RatedVoltage:330V, Rated frequency: 50Hz, Climatic categories: 30/70/21, Kindof operation: Intermittent, Type: Electrolytic motor start capacitor, Class of operation- NA, Duty Cycle- 1.7%, Class of safety protection: S2 2. Rated capacitance: 325 microfarads, Rated Voltage:230V, Rated frequency: 50Hz, Climatic categories: 30/70/21, Kind of operation: Intermittent, Type: Electrolytic motor start capacitor, Class of operation- NA, Duty Cycle- 1.7%, Class of safety protection: S2; AC Motor Capacitors, Ratings 1 Micro Farad to 10 Micro Farad, 440V AC, 50Hz, Climatic Category - 40/85/21, Kind of operation - Continuous, Class of Operation - Class B, Self Healing Type, Class of Safety Protection - S0.; Ac motor Capacitor of ratings 2 micro Farad to 72 microfarad440V,50 Hz, Continuous Operation,Class of Operation D, Climatic category- 25/85/21,Self-Healing type, Safety class S0.; Name of product: a.c. Motor Capacitors, Rating- Rated Capacitance: 0.7,1.0,1.25,1.5,1.7,1.75,1.85,2.0,2.25,2.5,3.0,3.15,3.25,3.5,3.75,4.0,4.5,5.0,6.0,7.0,7.5,8.0,9.0,10 Microfarad, Rated voltage: 450 V, Rated frequency: 50Hz, Climatic Categories: 25/85/21, Kind of operation: Continuous operation, Class of operation: Class B, Type: Self -Healing, Class of safety protection: S0; Product: a.c. Motor Capacitors, Rated Capacitance: 6.0 MFDto 72.0 MFD, Rated Voltage: 440 V, Rated Frequency: 50 Hz, ClimaticCategories: 25/85/21, Kind of operation: continuous operation, Class ofoperation: D, Type: self-healing type, Class of safety protection: S0; Rated Capacitance: 0.68 to 72.0 MFD, Rated Voltage: 450 V, Rated Frequency: 50/60 Hz, Climatic Categories: 40/85/21, Kind of operation: Continuous, Class of Operation: B, Type: self-healing, Class of Safety Protection: S0; Rated capacitanc...
31556 | IS 2993 (Part 2):2024 | 79 | ***2 micro farad to 50 micro farad, 440 V, 50 Hz,Climaticcategory - 25/85/21, Continuous Operation, Class of operationC/D,Self-healing type, Class of safety protection - S0***; 1. Rated capacitance: 55 to 225 microfarads, RatedVoltage:330V, Rated frequency: 50Hz, Climatic categories: 30/70/21, Kindof operation: Intermittent, Type: Electrolytic motor start capacitor, Class of operation- NA, Duty Cycle- 1.7%, Class of safety protection: S2 2. Rated capacitance: 325 microfarads, Rated Voltage:230V, Rated frequency: 50Hz, Climatic categories: 30/70/21, Kind of operation: Intermittent, Type: Electrolytic motor start capacitor, Class of operation- NA, Duty Cycle- 1.7%, Class of safety protection: S2; AC Motor Capacitors, Ratings 1 Micro Farad to 10 Micro Farad, 440V AC, 50Hz, Climatic Category - 40/85/21, Kind of operation - Continuous, Class of Operation - Class B, Self Healing Type, Class of Safety Protection - S0.; Ac motor Capacitor of ratings 2 micro Farad to 72 microfarad440V,50 Hz, Continuous Operation,Class of Operation D, Climatic category- 25/85/21,Self-Healing type, Safety class S0.; Name of product: a.c. Motor Capacitors, Rating- Rated Capacitance: 0.7,1.0,1.25,1.5,1.7,1.75,1.85,2.0,2.25,2.5,3.0,3.15,3.25,3.5,3.75,4.0,4.5,5.0,6.0,7.0,7.5,8.0,9.0,10 Microfarad, Rated voltage: 450 V, Rated frequency: 50Hz, Climatic Categories: 25/85/21, Kind of operation: Continuous operation, Class of operation: Class B, Type: Self -Healing, Class of safety protection: S0; Product: a.c. Motor Capacitors, Rated Capacitance: 6.0 MFDto 72.0 MFD, Rated Voltage: 440 V, Rated Frequency: 50 Hz, ClimaticCategories: 25/85/21, Kind of operation: continuous operation, Class ofoperation: D, Type: self-healing type, Class of safety protection: S0; Rated Capacitance: 0.68 to 72.0 MFD, Rated Voltage: 450 V, Rated Frequency: 50/60 Hz, Climatic Categories: 40/85/21, Kind of operation: Continuous, Class of Operation: B, Type: self-healing, Class of Safety Protection: S0; Rated capacitanc...
31590 | IS 2002:2024 | 13 | Dimensions/Sizes- Thickness from 5 mm up to and including 80mm and Width from 1500 mm up to and including 3500 mm. Grade- 1, 2 and3.; Optional Requirements- Excluding Grade 1 platefor Fire Boxes. Including steel plates suitable for elevated temperaturerequirements at 425 degree C and below. Excluding Yield stress atelevated temperature requirement and Including Ultrasonic Test Requirements.; Dimensions/Sizes- Thickness from 8 mm up to and including 120mm, Width from 1600 mm up to and including 3200 mm and Length from 4500mm up to and including 16000 mm. Grade- 1, 2 and3.; Grade-1?(excluding plates for fire boxes), 2 and 3; Length upto and including 15000mm; Width upto and?including?3500mm; Thickness upto and including 40mm; Steel Plates for Pressure Vessels for Intermediate and High Temperature Service Including Boilers Grade 2,Thickness from 5mm upto & incluiding 20mm Width from 800mm upto & including 2000mm & Length from 2500mm upto & including 12500mm. Grade2,3- t-5 to 15mm, W-900 to 4900mm, L-2500 to 25000mm; Steel plates for pressure vessels for intermediate & high temperature service including boilers.; Steel plates for pressure vessels for intermediate and hightemperature service including boilers, Dimensions: Thickness from 1.6 mmupto and including 25 mm, Width from 900 mm upto and including 2000 mm,Length from 1000 mm upto and including 12000 mm. Grade: Grade 1, Grade2. Optional requirements: Excluding Grade 1 Plate for Fire Boxes.Including Steel plates suitable for elevated temperature requirements at425?C, Excluding Yield Stress at elevated temperature requirement.Excluding Ultrasonic Test requirement; Thickness From 5.00 mm up to and Including 16.00 mm, Width From 900 mm up to & Including 1650 mm, Length From 1000 mm up to & Including 13500 mm, Grade 3, Excluding Grade 1 Plate for Fire Boxes, Excluding Yield Stress at Elevated Temprature Requirements and Exculuding Ultrasonic Test Requirements; Type High Temperature service including boilers, Thicknes...
31591 | IS 2041:2024 | 10 | (a) Plate (ISPL), Dimensions/Sizes-Thickness From 5.00 mm up to and Including 16.00 mm, Width From 900 mm up to and Including 1650 mm, Length From 1000 mm up to and Including 13500 mm, Grade-R 355, Optional Requirements-Including Impact Test at -20°C and -40°C and Excluding Ultrasonic Test Requirements. (b) Strips (ISST), Dimensions/Sizes- Thickness From 1.60 mm up to and Including 16.00 mm, Width From 900 mm up to and Including 1650 mm, Grade- R 355, Optional Requirements-Including Impact Test at -20°C and -40°C and Excluding Ultrasonic Test Requirements Dimensions/Sizes- Thickness from 5 mm up to and including 100mm and Width from 1500 mm up to and including 3500 mm. Grade- R220,R260, R275, R355, H235, H265, H295 andH355.; Optional Requirements- Including Impact TestTemperature (-20 deg, -40 deg) and Including Ultrasonic Test Requirements.; Dimensions/Sizes- Thickness from 8 mm up to and including 100mm, Width from 1600 mm up to and including 3200 mm and Length from 4500mm up to and including 16000 mm. Grade- R205, R220, R240, R260, R275 andR355.; Optional Requirements- Including ImpactTemperature upto -40 degree C and Including Ultrasonic Test Requirements.; Grade R 355,R 275,R 260,R220; Grade R220, R260, R275, R355 for Sizes Length upto 28000mm, Width up to 4500; Grade R220, R260, R275, R355 (Length up to 12500mm, Width 1500mm to 4500mm and Thickness 8mm to 150mm); Grade- R 220, R 260, R 275, R 355, Size Thickness- 10mm to 95mm, Width- 900mm to 4900mm, Length- 2000mm to 1800mm; Grade- R 355, Thickness- 10mm to 150mm, Width- 9000mm to 4900mm Length- 2000mm to 18000mm; Grades R 220,R260,R355 Normalised-(t-5mm to 60mm, W-900mm to 4900mm, L-3000mm to 25000mm), (t-60mm to 100mm, W-900mm to 4500mm, L-3000mm to 25000mm) R275, H235, H265, H295 and H355, Normalised-(t-5mm to 60mm, W-900mm to 4900mm, L-2000mm to 25000mm), (t-60mm to 100mm, W-900mm to 4500mm, L- 2000mm to 25000mm) R220,R260,R275 and R355,HSM ROUTE-(t-255 to 20mm, W-800mm to 2000mm, L-1500mm to 25000mm...
31621 | IS 5820:2024 | 16 | Class HV, TYPE 1 AND 2,?FLAT, UNREINFORCED; Class LV, TYPE 1, 2 and 3, FLAT, UNREINFORCED; Class HVP Type 1 and Type 2 Unreinforced With Peak; Class HV Type 1 and Type 2 Unreinforced Flat; Class LV Type 1 Type 2 and Type 3 Unreinforced Flat; Class- LV, Type-1, Flat, Unreinforced; Class- LV, Type?- 1, 2 and 3, Shape - Flat, Unreinforced; Class- HV, Type 1 and 2, Shape - Flat, Unreinforced; HVP/Type 1, 2/With Peak/Unreinforced; HV/Type 1, 2/Flat/Unreinforced; LV/Type 1, 2, 3/Flat/Unreinforced; HV/Type No.2/ with Flat Unreinforced; HVP/Type No.2/ with Peak Unreinforced; Name of Product:- Precast Concrete Cable Covers, Class &Description : Unreinforced precast cable cover with flat (UF).; Precast Concrete Cable Cover, Class - HV Flat, Size _ 300 mm x 180 mm x 40 mm PRECAST CONCRETE CABLE COVERS OF A.CLASS HV FLAT, TYPE-2,SIZE-450X180X40MM, B.CLASS LV FLAT,TYPE-2, SIZE-300X180X40MM, C.CLASS LV FLAT, TYPE-3 SIZE-450X180X40MM, D. CLASS-LV FLAT, TYPE-1, SIZE-250X150X40MM; Precast Concrete Cable Covers Unreinforced precast cable cover with flat (UF); Precast Concrete Cable Covers, Unreinforced precast cablecover with flat (UF); Unreinforced precast cable cover with flat (UF)
31795 | IS 5950:2024 | 4 | 1.0mm2,Type:I; 1.0 Sqmm (7/0.43mm) class 2,Annealed bare copper conductors,Twin parallel cores,Type-I,; PVC insulated Single Shot/; Type I and Type II (For use other than in Shafts.; Type-I PVC Insulated and Unsheathed,Twin cable (Parallel Twin) for?single-shot and multishot firing
32054 | IS 2097:2024 | 3 | 1) FB 5X with inbuilt Foam Compound Inlet; 2) FB 10X Jet/Spray type with inbuilt Foam Compound Inlet ; 3) FB 10X Jet type with inbuilt Foam Compound Inlet; 4) FB 20X Jet/Spray type with inbuilt Foam Compound Inlet; 5) FB 20X Jet type with inbuilt Foam Compound Inlet; , FB10X JET TYPE DESIGN; FB 5X JET TYPE DESIGN WITH INBUILT FOAM COMPOUND INLET; FB 20X JET TYPE DESIGN WITH INBUILT FOAM COMPOUND INLET .; , Type & Design: FB 5X (Jet), FB 10X (Jet &Jet/Spray), FB 20X (Jet & Jet/Spray); , Variety: Non-, Type: FB 10X , Design: Jet
32111 | IS 13340 (Part 1):2024 | 40 | 1 to 25 KVAR, 440V, 50Hz, 3 phase, with delta connection, temperature category 50 deg C, Insulation level 3/8kV; Power capacitors for self healing type for a power system having rated voltage up to 650 V for capacitor units rated capacity up to and including 225 KVAR capacitor blanks up to and including 100 KVAR 3 phase, rated voltage 415/440 V,rated feeqwuency 50 Hz temp category 50 deg C SH type of diaelectric Mpp connection Discharge device resistances 1E, insulation level 3 & type of impregnant NPCB Shunt Capacitors for power system 2 KVAR 440 V Non-self healing type with paper dieectric; Power capacitors of self healing type for ac power systems having rated voltage upto 1000 V of rating 1 KVAR to 25 KVAR, 415 V & 440 V, 3 phase, 50 Hz, insulation level 3/- kV, MPP dielectric, temperature category 50 deg cel, NPCB impregnant, delta connection, discharge device resistor, intended for installation not exposed to over voltages of atmospheric origin; Rated Output: 28.1 kVAR , Rated Voltage: 480 V , RatedFrequency: 50 Hz, Phase: Three phase, Type of Connection: Deltaconnection , Temperature Category: Category C, 50?C ambient , InsulationLevel: 3 /-kV; Rated Output: 25 kVAR , RatedVoltage: 440 V , Rated Frequency: 50 Hz, Phase: Three phase, Type ofConnection: Delta connection , Temperature Category: Category C, 50?Cambient, Insulation Level: 3 /-kV; Rated Output: 35kVAR , Rated Voltage: 525 V, Rated Frequency: 50 Hz, Phase: Three phase,Type of Connection: Delta connection, Temperature Category: Category C,50?C ambient, Insulation Level: 3 / -kV; Shunt power capacitors of self -healing type for AC systems.Rated Output : Up to 25 kVAR, Rated Voltage : 415/440 Vac, RatedFrequency : 50 Hz, Phase : Three Phase, Type of Connection : deltaconnection, Temperature Categories : -5/D, Insulation Levels : 3/-kV; Shunt power capacitors of the self healing type for acsystems, from 1 kVAR to 25 kVAR, upto and including 1000 Vac, 50 Hz, 3Phase with delta connection, temperatur...
32130 | IS 2556 (Part 3):2024 | 20 | 580X440mm orissa pattern; Orissa Pattern, Size- 580mm x 440mm; Orissa Pattern, Size- 580mm x 440mm without additional requirements for Water Efficiency; Squatting Pan- Orissa Pattern, size- 580 X 440 mm; VITREOUS SANITARY APPLIANCES (VITREOUS CHINA) SQUATTING PANS, (ORISSA PATTERN); VITREOUS SANITARY APPLIANCES (VITREOUS CHINA) FOR WATER CLOSETS OF PATTER-4, SQUATTING PANS OF ORISSA PATTERN SIZE 580X440MM, WASH BASINS (FLAT BACK) WITH PEDESTRAL OF SIZE:450X300MM & 550X400MM, LABORATORY SINKS-SIZE OF 450X300X150MM, URINALS (FLAT BACK, WITHOUT FLUSHING RIM) OF SIZE:590X375X390 & P-TRAPS FOR SQUATTING PAN (ORRISA PATTERN) AS PER IS 2556(PT2,3,4,5,6&7 RESPECTIVELY):1994&1995; VITREOUS SANITARY APPLIANCES (VITREOUS CHINA), WASH DOWN WATER CLOSETS AS PER IS 2556(PART 2), S-TRAP; SQUATTING PAN ORISSA PATTERN; WASH BASIN, FLAT BACK TYPE; URINAL, FLAT BACK LARGE BOWL WASH BASIN, FLAT BACK TYPE AS PER IS 2556(PART-4) : 2004; VITREOUS SANITARY APPLIANCES (VITREOUS CHINA), SQUATTING PANS, (ORISSA PATTERN); Vitreous China Sanitary Appliances- Part 3 - Squatting Pans, Pattern-Orissa, Size: 580 x 440 mm and 630 x 450 mm, Without additional requirements for Water Efficiency; Vitreous Sanitary Appliances(Vitreom China) Squatting Pans, Orissa Pattern Size: 580x440mm and P-trap for orissa squatting Pans; Vitreous Sanitary appliances (Vitreous China)- Squatting Pans, (Orissa pattern); Vitreous Sanitary appliances (Vitreous China)- 1. Squatting Pan Orissa pattern as per IS 2556 (Part-3) 2004, Wash down water closets, S-trap as per IS 2556(Part-2):2004 Wash Basin (Flat Back as per IS 2556 (Part 4):2004, Small Flat Back Urinal with Flushing Rim (Bowl) as per IS 2556(Part 6):2004
32171 | IS 4351:2024 | 11 | 9-PA-21,9-PB-21,9-PC-21,9-PD-21 and 9-PE-21; Modular Steel Door Frame - 9PBx20, Profile Type - B, Finish Painting, Material - Mild Steel; Name of the product : Steel Frames for Doors , Type of SteelFrame : Pressed , Door Designation : SD12, Profile Designation: B,Finish: Powder Coating Material: Mild Steel; Name of the product- Steel Frames for Doors, Type of Steel Frame--Pressed, Door Designation--SD7/ SD8/ SD9/ SD10/ SD11/ SD12, Profile Designation--B/D, Finish--Painting, Material--Mild steel; PROFILE B AND E; Steel Frames for Doors ¦ Type of Steel Frame: Pressed ¦ Door Designation: SD7/ SD8/ SD9/ SD10/ SD11/ SD12 ¦ Profile Designation: B ¦ Finish: Powder coating ¦ Material: Stainless Steel.; Type of Steel frame: Pressed, Door Designation: SD12 (upto and including 1200mm x 2100mm), Profile Designation: B, Finish: painting, Material Mild Steel
32177 | IS 8442:2024 | 9 | (a) Water monitor with: Solid jet nozzle Hollow jet/spraytype nozzle and Sizes- 63 mm, 75 mm, 100 mm.; 63 mm NB, 75 mm NB & 100 mm NB; Name of the Product: Stand Post Type Water and Water-cum-Foam Monitor for Fire Fighting, Type: Water Monitor with: Solid Jet Nozzle, Size: 63 mm.; Name of the product- Stand Post Type Water and Water-Cum-FoamMonitor for Fire Fighting, Type- (i) Water monitor with: Solid jetnozzle and Hollow jet/spray type nozzle (ii) Water- cum-foam monitorwith : Aspirating type nozzle, that is, foam barrel and Non-aspiratingtype water foam nozzle, Sizes- 63 mm, 75 mm and 100 mm.; SIZES 63mm AND 75mm; STAND POST TYPE WATER MONITOR FOR PF, Functional requirement for stand post type water Monitor for fighting.; Stand post type water monitor for fire fighting of type 1 for sizes 63mm, 75mm, & 100mm; Type-1 Stand Post Type Water monitor of sizes 63mm,75mm and 100mm for r Fire fighting.; a) Size 75 mm, Discharge Capacity 2780 lpm & b) Size 100 mm, Discharge Capacity 3500 lpm; Type:Water Monitor, Size:63mm
32181 | IS/IEC 60079 (Part 11):2023 | 27 | 1) Intrinsically Safe Pilot Circuit, Type no. IS-PT-01, TestReport No. CMF 25 INEx 0128 ISSUE NO.0, DTD: 13/06/2025. Drawing No.PILOT/001, Rev.2 DTD: 21/02/2025, Type of Protection and EPL: Ex ib, GasGroup-I, EPL Mb T4, IP:55; 2) Intrinsically SafeElectronic Circuit for Hooter. Type no.IS-RH-HT-01, Test Report No. CMF25 INEx 0130 ISSUE NO.0, DTD: 16/06/2025. Drawing No. FEPL/HOOTER/001,Rev.2 DTD: 21/02/2025, Type of Protection and EPL: Ex ib Gas Group- I& IIC EPL Mb & Gb, T6, IP:65; 3)Intrinsically Safe Circuit for Power Supply Unit, Type no.IS-RH-PSU-01,Test Report No. CMF 25 INEx 0126 ISSUE NO.0 DTD: 12/06/2025. Drawing No.FEPL/PSU/01, Rev.1, Dtd.21/05/2025, Type of Protection and EPL: Exi forGas Group- I, EPL Ma and Gas Group IIC EPL Gb, T4,IP:65.; 4) Intrinsically Safe Audio-Visual Alarmwith Intrinsically Safe Power Supply, Type No.IS-RH-AVA-01, Test ReportNo. CMF 25 INEx 0129 ISSUE NO.0 DTD: 13/06/2025. Drawing No.FEPL/AVA/01, Rev.2 DTD: 21/05/2025, Ex ib, Gas Group- I & IIB EPL Mb& Gb, T4, IP:65; 5) Intrinsically Safe withInbuilt Rechargeable Battery type portable hooter/siren, TypeNo.IS-RH-HSR-001, Test Reports No. CMF 25 INEx 0119 ISSUE NO.0 DTD:10/06/2025, Drawing No. FEPL/PORTABLE HOOTER/001, Rev.4, DTD:21/02/2025;Type of Protection and EPL: Ex ib, Gas Group- I & IIB EPL Mb &Gb, T6, IP:65; 6) Intrinsically Safe RechargeableLED Cap Lamp with External Battery. Type No. IS-RH-LED-02, Test ReportsNo. CMF 25 INEx 0139 ISSUE NO.0 DTD:01/07/2025 &IN/CIMFR/TR25/S/H139 DTD. 05/08/2025, Drawing No. FEPL/CAPLAMP/02, Rev.07, DTD.21/02/2025 & FEPL/CAP LAMP/02, Rev.8 DTD.21/06/2025; Type ofProtection and EPL: Ex ib, Gas Group- I EPL Mb T6,IP:65; 7) Intrinsically Safe Portable / Fixed LEDLamp, Type No. IS-RH-LED-04, Test Reports No. CMF 25 INEx 0168 ISSUE NO.0, DTD: 11/08/2025, Drawing No. FEPL/IS/LED/04, Rev.2, DTD:21/02/2025;Type of Protection and EPL: Ex ib, Gas Group-I&IIC EPL Mb & GbT6, IP:65; 8) Intrinsically Safe Rechargeable LEDCap Lamp with inbuilt battery. T...
33069 | IS 19210:2025 | 1 | Designation - IS 19210/ IZMC300S,IZMC310S,IZMC330S, IZMC360S,IZMC410S, IZMC420S,IZMC560S,IZMC570S/ ZM060, ZM070, ZM080, ZM090, ZM100, ZM120/ Class1, Class 2, Class 3, Class 4 and Class 5 Durability Class - Class1/Class2/Class3/Class4/Class5 Coating MaterialPrimer -E/A/PU/PE Top Coat/Finish Coat- RMP/ SDP/SMP/PU/PVDF Becker Coat/Wash Coat-H/PU/PE/E/A Single Coat- Without Primer Two Coat/Multi Coat- With Primer... Sheets of sizes : Thickness 0.20 mm to 1.5mm, Width: From 200 mm to 1300 mm, Length-200 mm to 6000 mm. Coils of Sizes: Thickness 0.20 mm to 1.5mm, Width: From 200 mm to 1300 mm Other Properties- As per the special agreement between the purchaser and manufacture
33074 | IS 903:2025 | 55 | 63mm, LTB-2 Body material, ,SS Grade-1 63mm , ; FIRE HOUSE DELIVERY COUPLINGS, , NOZZLE (LEADED TIN BRONZE), SIZE 63MM Stainless Steel size 63mm , ; Fire Hose Delivery Coupling of size 63mm, ; Fire Hose Delivery Coupling of size 63mm, ; Fire Hose Delivery Couplings made of Stainless Steel : 63 mm and 70mm,,Nozzle: 20 mm; Fire Hose Delivery Cupling,size 63mm, material-Grade LTB2 of IS 318 & GRade 1 of IS 3444. 1. 63MM(ALUMINIMUM, ALLOY,DESIGRATION 4600 OF IS 617) 2. 70MM (COPPER ALLOY,GRADE LTB2 OF 318) 3. 70MM (STAINLESS STEEL,GRADE 1 OF IS 3444); Fire Hose delivery couplings 38 mm,50 mm,63mm,70 mm, ; Fire Hose delivery couplings of size 63mm, ; Name of the product Fire hose delivery couplings/ , Size Fire hose delivery couplings 63; Product- Fire Hose Delivery Couplings, , Nozzles And Nozzle Spanner for the varieties Fire Hose Delivery Coupling of size 63mm, ; Name of the product: Fire hose delivery couplings/ , Sizes: Fire hose delivery couplings - 38 mm, 50 mm, 63 mm and 70 mm, , Nozzles - 20 mm
33079 | IS 1254:2025 | 5 | Alloy designation -31500C, and Temper Designation-H18, Profile- General purpose sheet (16/75), Size- Thickness from 0.35 mm to up to and including 1.50 mm, Overall Width from 800 mm to up to and including 1250 mm and length from 600 mm to up to and including 10000 mm.; Name of the product-Corrugated aluminium sheet, Alloy and Temper designation-31500C,H18, Profile- General purpose sheet (10/75), Size- Thickness from 0.35 mm to up to and including 1.50 mm, Overall Width from 800 mm to 1000 mm and length from 600 mm to up to and including 10000 mm.; Name of the product-Corrugated aluminium sheet, Alloy and Temper designation-31500C, H18, Profile- Industrial sheet, Size- Thickness from 0.35 mm to up to and including 1.50 mm, Overall Width from 795 mm to 1000 mm and length from 600 mm to up to and including 10000 mm.; Corrugated Aluminium Sheet, Alloy and Temper designation-40800 H18, Profile - General Purpose sheet (10/75),Size- Thickness from0.35 mm to up to and including 1.5 mm, Overall Width - 800 mm only andLength from 600 mm to up to and including 10000 mm, and (2) Name of theproduct-Corrugated Aluminium Sheet, Alloy and Temper designation- 40800H18, Profile - Industrial sheet, Size- Thickness from 0.35 mm to up toand including 1.5 mm, Overall Width - 1042 mm only and Length from 600mm to up to and including 10000 mm.; Alloy designation- 31500C and Temper Designation--H18, Profile - Industrial sheet, Size- Thickness from 0.35 mm to up to and including 1.5 mm, Overall Width from 795 mm to upto and including 1044 mm only and Length from 600 mm to up to and including 10000 mm.; Alloy designation- 81400 and Temper designation-H18, Profile - Industrial sheet, Size- Thickness from 0.35 mm to up to and including 1.5 mm, Overall Width from 795 mm to upto and including 1044 mm only and Length from 600 mm to up to and including 10000 mm.; Alloy designation -31000, and Temper Designation-H18, Profile- General purpose sheet (16/75), Size- Thickness from 0.35 mm to up to a...
33136 | IS 5290:2025 | 61 | LANDING VALVES, Type - Landing valve single outlet (Type A), Material used for construction of valve - Stainless steel; LTB-2 Body Material, Type-A LTB-2 Body Material, Type-B Stainless Steel Landing Valve Single Outlet (Type A) As Per Figure 1 of IS 5290 : 1993; Landing Valves, Type - single outlet (Type A), Material - Stainless steel; Landing valve Type- A Leaded Tin Bronze; Landing valve Type-B Leaded Tin Bronze; Landing Valves of type A (Single out let)and type B (double out let) of Corrosion Resistant High alloy steel; Landing valve single outlet(Type A),?Material used for construction - Stainless steel; Landing valve double head with double outlet(Type B), Material used for?construction - Stainless Steel; Name of the Product: Landing Valves, Category of Valve: Normal Type, Type of Inlet: Flanged, Material of Construction: Stainless Steel; Name of the product: Landing Valves, Category of Valve: Normal Type, Type of Inlet: Flanged, Material of Construction: Stainless Steel.; Name of the product: Landing Valves,Type - Landing Valve Single outlet(Type A), Material used for construction of valve- Stainless steel.; Name of the product: Landing Valves,Type Landing Valve Single outlet(Type A) and Landing Valve Double Head with Double outlet(Type B), Material used for construction of valve- Stainless steel.; Product- Landing Valve, Type- - Landing valve single outlet (Type A) and?Landing valve double head with double outlet (Type B),Material used for?construction of valve- Stainless steel
33194 | IS 4250:2025 | 187 | Domestic Electric Food Mixers, Functions: Centrifugal Juicer, Rated Input (wattage): 250W, Rated voltage: 230V, Normal Load: 25 KGs carrot well soaked in water for 24 hours, Continuous time rating, Class II appliance, Insulation Class F; Domestic electric food mixers: Liquidizer and Grinder, ModelNo: JPV-500W, Class I appliance, Rating: 500W, 230V, 50Hz, Single Phase,Pollution Degree 3, Material Group IIIa, Liquidizer Capacity 1 Litre,Grinder Capacity 100 ml, Normal Load: 75 grams Urad Dal well soaked inwater, Rating: Intermittent (1 min ON & 5 min OFF), Insulation ClassH, Not suitable for Whisking egg whites. b) Functions: Liquidizer andGrinder, Model No. JPV-600W, Class I appliance, Rating: 600W, 230V,50Hz, Single Phase, Pollution Degree 3, Material Group IIIa, LiquidizerCapacity 1 Litre, Grinder Capacity 100 ml, Normal Load 75 grams Urad Dalwell soaked in water, Rating: Intermittent (1min ON & 5min OFF)Insulation Class H, Not suitable for Whisking egg Whites. c) Functions:Liquidizer and Grinder, Model No. JPV-750W, Class I appliance, Rating:750W, 230V, 50Hz, Single Phase, Pollution Degree 3, Material Group IIIa,Liquidizer Capacity 1.5 Litre, Grinder Capacity 150 ml, Normal Load 150grams Urad Dal well soaked in water, Rating: Intermittent (1min ON &5min OFF) Insulation Class H, Not suitable for Whisking Egg whites; Functions: Liquidizer, Grinder and Centrifugal Juicer, Model No: Dasher, Class II appliance, Rating: 750W, 230V, 50Hz, Single Phase, Pollution Degree 3, Material Group IIIa, Liquidizer Capacity 1.5 Litre, Grinder Capacity 1000 ml, Centrifugal Juicer capacity 1.5 Litre, Normal Load(in terms of recipe): 300 grams Urad Dal well soaked in water, Rating: Intermittent (5min ON and 2min OFF), Insulation Class F, Not suitable for Whisking egg whites.; Functions: Liquidizer and Grinder, Model No: TREMENDO DX, Class I appliance, Rating: 1000W, 230V, 50Hz, Single Phase, Pollution Degree 1, Liquidizer Capacity 2 Litre, Grinder Capacity 1.3 Litre, Food processo...
33258 | IS 884:2025 | 38 | FIRST-AID HOSE-REEL FOR FIRE FIGHTING,TYPE SWINGING (180 DEGREE ) WALL MOUNTING TYPE; First Aid Hose Reel For Fire Fighting Type B,Horizontal Type Used For Installation On Fire Engines; First Aid Hose Reel For Fire Fighting, Type A; First Aid Hose-Reel for fighting, Type A,; First-Aid Hose-Reel for Fire Fighting Type - A; First-Aid Hose-Reel for Fire Fighting, Type: Type-A; Name of the product: First-Aid Hose-Reel for Fire Fighting, Type of Hose-reel: Type B, Material of Construction: Mild Steel; Name of the product: First-Aid Hose-Reel for Fire Fighting Type :Type A; TYPE A; TYPE A- SWINGING 180 DEGREE WALL MOUNTING TYPE; Type A- Swinging (180 Deg.) wall mounting Type; type a swinging 180 degree
33451 | IS 21:2025 | 23 | 1. Name of the product- , Designation-19000, Grade- O, Form- Circles, sheet and strip, Dimension- Circles of Diameter 150 mm up to and including 600 mm, Thickness- 1.50 mm up to and including 6.0 mm, Sheet of Width 250 mm up to and including 500 mm, Length of 250 mm up to and including 500 mm, Thickness- 1.50 mm upto and including 6.0 mm, Strip of width 50mm upto and including 250mm, thickness- 1.5mm upto and including 6.0mm 2. Name of the product- , Designation- 40800, Grade- O, Form- Circles, sheet and strip, Dimension- Circles of Diameter 150 mm up to and including 600 mm, Thickness- 1.50 mm up to and including 6.0 mm, Sheet of Width 250 mm up to and including 500 mm, Length of 250 mm up to and including 500 mm, Thickness- 1.50 mm up to and including 6.0 mm, Strip of width 50mm upto and including 250mm, thickness- 1.5mm upto and including 6.0mm; Designation : 19000, Condition : O, Form and Thickness : Circles of thickness from 0.3 mm up to and including 15 mm, Sheet/Strip of thickness from 0.10 up to and including 15 mm.; Designation : 31000,Condition : H2, Form and Thickness : Circles of thickness from 0.3 mm up to and including 15 mm, Sheet/Strip of thickness from 0.10 up to and including 15 mm.; Designation : 40800, Condition : H2, Form and Thickness : Circles of thickness from 0.3 mm up to and including 15 mm, Sheet/Strip of thickness from 0.10 up to and including 15 mm.; Designation : 51000-A, Condition : O, Form and Thickness : Circles of thickness from 0.3 mm up to and including 15 mm, Sheet/Strip of thickness from 0.10 up to and including 15 mm.; Designation : 64430,Condition : O, Form and Thickness : Circles of thickness from 0.3 mm up to and including 15 mm, Sheet/Strip of thickness from 0.10 up to and including 15 mm.; Designation-31000, Temper-O, Circle/Sheet,?Thickness-0.9mm upto and including 5mm; Designation-19000, Temper-O, Circle/Sheet, Thickness- 0.9mm upto and?including 5mm; Designation-41352A, Condition- O, Form-Circle of Diameter-100mm to...
33458 | IS 1921:2025 | 11 | 1. Name of the product- Flux cored solder wire Grade of solder - 20 Type of Flux (Core material)- Activated Sizes (Diameter) - 1.61mm 2. Name of the product- Flux cored solder wire Grade of solder - 40 Type of Flux (Core material)- Activated Sizes (Diameter) - 0.71mm up to and including 1.21mm 3. Name of the product- Flux cored solder wire Grade of solder - 50 Type of Flux (Core material)- Activated Sizes (Diameter) - 0.71mm up to and including 1.21mm 4. Name of the product- Flux cored solder wire Grade of solder - 60 Type of Flux (Core material)- Activated Sizes (Diameter) - 0.71 mm up to and including 1.61mm; Flux cored solder wire Grade of solder: 60, Type of Flux (Core material): Activated, Sizes: 0.6 mm up to and including 4 mm; Grade 60, Activated flux, diameter 0.6 to 4.0 mm.; Grade 60, activated, size from 0.5mm upto and including 3.15mm; Grade 50, activated, size from 0.5mm upto and including 3.15mm; Grade of solder- 60, Type of flux- Activated, Sizes (Diameter)- 0.7 mm up to and including 2 mm; Name of the Product: Solder Wire-Solid and Flux Cored,Solder Alloy Designation: Sn60Pb40, Flux Composition: Rosin(RO)(colophony or modified colophony), Flux Type: Ll, Ml, Dimensions(Outer Nominal Dia): 0.8mm and to 2.0mm, Optional Test: Without ?spread test, electrochemical migration resistance (ECM) test andhalogen content test (Optional Test); Solder Alloy Designation: Sn97Cu3, Flux Composition: RO, Sizes: 2 mm, Flux Type: M1; Solder Alloy Designation: Sn99.3Cu0.7 (Solid Wire), Flux Composition: Not Applicable, Sizes: 3 mm, Flux Type: Not Applicable; Solder Alloy Designation: Sn99.3Cu0.7, Flux Composition: RO, Sizes: 0.6 to 3 mm, Flux Type: L0, L1, M1, H1; Solder Alloy Designation: Sn96.5Ag3Cu0.5, Flux Composition: RO, Sizes: 0.5 to 2 mm, Flux Type: L0, L1, M1, H1; Solder Alloy Designation: Sn96.5Ag3Cu0.5 (Solid Wire), Flux Composition: Not Applicable, Sizes: 2mm to 3 mm, Flux Type: Not Applicable; Solder Alloy Designation: Sn62Pb36Ag2, Flux Composition: R...
33578 | IS 996:2025 | 190 | 1. Single Phase AC Induction Motor for General Purpose, Ratings- 230V, 50Hz, 2.2 kW, 4 Pole, CSCR comma Continuously rated , Insulation Class-B, Degree of protection against moisture- IP00; 2. Single Phase AC Induction Motor for General Purpose, Ratings- 230V, 50Hz, 0.75 kW, 2 Pole, CSR comma Continuously rated , Insulation Class-B, Degree of protection against moisture- IP00; Single Phase AC Induction Motor for General Purpose Ratings- 230V,50Hz, Insulation Class-B, Degree of protection against moisture:IP00, Continuously rated (1) 0.75 kW-1.5 kW, 4 Pole, CSCR and CSIR (2) 2.2 kW,2 pole, CSR; Rated voltage 230V,50Hz,0.75kW,4 pole, capacitor Start and capacitor Run, Insulation class F, IP44,Foot mounted fan cooled motor, pull out torque(min) 200 percent, Pull up Torque (min) 150 percent, breakaway torque min 200 %,Full load current (max) 6.8A,Breakaway Starting current (max) 48A,Speed on load 1380 RPM,PF (min) 0.8 ,Value of capacitor and Voltage rating of capacitor starting 100-120 micro F/440V, Value of capacitor and Voltage rating of capacitor running 25 micro F/440V Duty S1,type of Enclosure general purpose IP44; Single Phase ac induction motors for general purpose, Rated voltage 230V,50Hz,1.5 kW,4 pole, capacitor Start and capacitor Run, Insulation class F, Foot mounted fan cooled motor, pull out torque(min) 200 percent, Pull up Torque (min) 150 percent, breakaway torque min 200 %,Full load current (max) 12.50 A, Breakaway Starting current (max) 88A,Speed on load 1440 RPM,PF (min) 0.85 ,Value of capacitor and Voltage rating of capacitor starting 200-250 micro F/250V, Value of capacitor and Voltage rating of capacitor running 36 micro F/660V Duty S1,type of Enclosure general purpose IP44; Single Phase A.C. Induction Motors For General Purpose , Rated Voltage 230 V, 50Hz, 750 W to 2200 watt,2 pole, CSR , Insulation class B, IP00 (Open Ventilated), Duty S1; Single Phase A.C. Induction Motors For General Purpose, Rated Voltage 230V, 50Hz, 750W, 2 Pole, Ca...
33638 | IS 1328:2025 | 53 | (1). Name of the product - Veneered Decorative Plywood. (2).Grade - MR(3) Type 1 and Type 2 (4). Thickness - Upto and including 25mm (5) Formaldehyde Class- E1 and E2 (6). Steady-State FormaldehydeEmission test - without; Grade - MR & BWR, Type -1 and Type 2, Formaldehyde Class - E1, Thickness- up to and including 25mm, without Steady-State Formaldehyde Emission test; Grade MR and BWR, Formaldehyde Class- E1 and E2, Thicknessupto and including -19 mm, Type 1 and Type 2, without optional test forSteady-State Formaldehyde Emission test; Grade MR and BWR, Formaldehyde Class- E1 and E2, Thicknessupto and including -25 mm, Type 1 and Type 2, without optional test forSteady-State Formaldehyde Emission test; Grade- MR and BWR, Formaldehyde Class- E1 and E2, Thicknessupto and including -25 mm, Type 1 and Type 2, without optional test forSteady-State Formaldehyde Emission test; (a) Veneered Decorative Plywood, Grade- MR, Type -1 and Type 2, Formaldehyde Class E1, Thickness-Thickness upto and including -4 mm, without Steady-State Formaldehyde Emission test (optional test) (b) Veneered Decorative Plywood, Grade- BWR, Type -1 and Type 2, Formaldehyde Class E1, Thickness-Thickness upto and including -4 mm, without Steady-State Formaldehyde Emission test (optional test); TYPE 1 & 2 UPTO & INCLUDING 2400 MM X 1200 MM X 19MM; Type 1 and Type 2, Adhesive Grade: MR, Sizeupto and including 3050mm X 1220mm X 19 mm; Veneered Decorative Plywood, Grade - BWR, Type- 1 and Type-2, Thickness- up to and including 19mm, Formaldehyde Class- E1/E2,Without Steady-State Formaldehyde Emission test.; Veneered Decorative Plywood, Grade - MR and BWR, Type- 1 andType- 2, Thickness- up to and including 19mm, Formaldehyde Class- E2,Without Steady-State Formaldehyde Emission test.; Veneered Decorative Plywood, Grade - MR and BWR, Type- 1,Thickness- up to and including 19mm, Formaldehyde Class- E2, WithoutSteady-State Formaldehyde Emission test.; Veneered Decorative Plywood, Type 1 and Type 2, Grade BW...
33639 | IS 848:2025 | 6 | (1). Name of the product - Synthetic Resin Adhesives forPlywood (Phenolic, Aminoplastic and Bio-Materials Based) (2). Type: MRand BWP (3). Description: Liquid Resin (4)Material of Resin:Aminoplastic Based and Phenolic Based; BWP (Boiling water proof), Liquid, AminoplasticBased; MR (Moisture Resistant), Liquid,Aminoplastic Based; Grade-BWP,MR,BWR; Synthetic Resin Adhesives for Plywood (Phenolic, Aminoplasticand Bio-Materials Based), Type: MR/BWR/BWP, Description: Liquid,Material of Resin : Phenolic based / Aminoplastic based / Bio-Materials Based.; Type: BWP, Description: Liquid; Type: BWR, Description: Liquid; Type: MR, Description: Liquid; i) Name of the product: Synthetic Resin Adhesives for Plywood(Phenolic, Aminoplastic and Bio-Materials Based), Type-MR,Description-Liquid, Material of Resin-Aminoplasticbased; ii) Name of the product: Synthetic ResinAdhesives for Plywood (Phenolic, Aminoplastic and Bio-Materials Based),Type-BWP, Description-Liquid, Material of Resin-Phenolic based.
33650 | IS 14712:2025 | 2 | Designation : 31500B; Condition (Temper Designation) : H14;Pattern : Diamond and Five Bar; Size : Base Thickness : From 0.80 mm toup to and including 3.50 mm, Width : From 600 mm to up to and including1550 mm, Length : From 500 mm to up to and including 6500 mm.; Designation : 51300; Condition (Temper Designation) : H14; Pattern : Diamond and Five Bar; Size : Base Thickness : From 0.50 mm to up to and including 3.50 mm, Width : From 600 mm to up to and including 1550 mm, Length : From 500 mm to up to and including 6500 mm.; Designation : 51300; Condition (Temper Designation) : H16; Pattern : Diamond and Five Bar; Size : Base Thickness : From 0.50 mm to up to and including 3.50 mm, Width : From 600 mm to up to and including 1550 mm, Length : From 500 mm to up to and including 6500 mm.; Name of the product: Wrought Aluminium and itsAlloys-Chequered/Tread Sheets for General Engineering Purposes,Designation: 31500B, Condition (Temper Designation) : H16, H18, Pattern:Five Bar, Size Base Thickness From 0.8 mm to up to and includingthickness 3.5 mm, Width from 600 mm to upto and including 1550 mm Lengthfrom 500 mm to up to and including 2440 mm.
33652 | IS 7098 (Part 1):2025 | 407 | , Armoured/Unarmoured, with copper conductor, Class 1 / 2, Category 01, except for use in mines, excluding low temperature application for working voltages upto and including 1100V for the following varieties: a) Single core for sizes upto and including 95 sq mm b) Multicore upto and including 4 cores, sizes upto and including 95 sq mm; , Armoured/Unarmoured, Insulation - Cross linked polyethylene (XLPE), PVC sheathed, Sizes upto and including 500mm2 (multi core) & 1000 mm2 (single core), with Aluminium/copper conductor, , with improved fire performance (Category ? 01/C1/C2); Cross-linked Polyethylene Insulated, PVC/PE Sheathed Cablesfor electric supply and control purposes, Armoured/Unarmoured,Aluminium/copper Conductor, class 1/2, except for use in mines,including Low-Temperature Applications, Category 01/C1/C2 for workingvoltages up to and including 1100 V for the following varieties: a)Single core for Sizes up to and including 400 sq mm. b) Multi - core upto and including 4 cores for sizes up to and including 400 sq.mm. 3)Multi - core up to and including 12 cores for sizes up to and including2.5 sq.mm; Crosslinked Polyethylene Insulated, , Unarmoured, with Aluminium Conductor, Class 1/2, Category 01, except for use in Mines, excluding Low Temperature Applications, for working Voltages up to and including 1100 V, for the following varieties: a) Single Core for Sizes upto and including 16 sqmm.; Crosslinked Polyethylene Insulated, PVC/LSHF Sheathed Cablesfor electric supply and control purposes, Armoured/Unarmoured, withAluminium/Copper Conductor, Class 1/2, Category 01/C1/C2/C3, except foruse in Mines, excluding Low Temperature Applications, for workingVoltages up to and including 1100 V, for the following varieties: a)Single Core for Sizes upto and including 400 sqmm. b) Multi-core uptoand including 4 Cores, Sizes upto and including 400 sqmm c)Multi-core(Only copper) above 4 cores upto and including 37 Cores, Sizesupto and including 2.5 sqmm; Crosslinked P...
33683 | IS 398 (Part 2):2025 | 325 | Aluminium Conductors Galvanized Steel-Reinforced for overheadpower transmission purposes,for sizes less than 100 mm? (NominalAluminium Area) for voltages less than 400 kV a.c. b) AluminiumConductors Galvanized Steel-Reinforced for overhead power transmissionpurposes, from sizes 100 mm? and up to and including 420 mm? (NominalAluminium Area) for voltages less than 400 kV a.c.; Aluminium Conductors Galvanized Steel-Reinforced foroverhead power transmission purposes, for sizes less than 100 mm?(Nominal Aluminium Area) for voltages less than ? 320 kV d.c. and lessthan 400 kV a.c. b) Aluminium Conductors Galvanized Steel-Reinforced foroverhead power transmission purposes, from sizes 100 mm? and up to andincluding 560 mm? (Nominal Aluminium Area) for voltages upto andincluding ? 400 kV a.c.; Aluminium Conductors Galvanized Steel-Reinforced foroverhead power transmission purposes, for sizes less than 100 mm?(Nominal Aluminium Area) for voltages less than less than 400 kV a.c. b)Aluminium Conductors Galvanized Steel-Reinforced for overhead powertransmission purposes, from sizes 100 mm? and up to and including 520mm? (Nominal Aluminium Area) for voltages upto and including ? 400 kV a.c.; Aluminum Conductors, Galvanized Steel-Reinforced for OverheadPower Transmission Purposes, for Sizes up to and including 100 sq mm(Nominal Aluminum Area) for voltages less than ? 320 kV d.c. and lessthan 400 kV a.c.; Galvanized Steel wire for the core of ACSR, for sizes up toand including 3.18 mm; Galvanized Steel wire for the core of ACSR, for sizes up toand including 3.53 mm.; Sizes above 100 sq mm upto and including 560 sq mm (nominal aluminium); UPTO & INCLUDING 560 sq. mm NOMINAL AREA; a) Aluminium Conductors Galvanized Steel-Reinforced foroverhead power transmission purposes,for sizes up to and including 100mm? (Nominal Aluminium Area) for voltages less than ? 320 kV d.c. andless than 400 kV a.c.; Aluminium ConductorsGalvanized Steel-Reinforced for overhead power transmission purpose...
33687 | IS 8144:2025 | 11 | MULTIPURPOSE DRY BATTERY R03; Multipurpose Dry Batteries, Type- R6, Category- Standard (S); Multipurpose Dry Batteries, Type: R03 & R6, Category:High Power (P).; Multipurpose Dry Batteries, TypeR03; Multipurpose Dry Batteries, Type R6,Category: Standard (R6S) and High Power (R6P); Multipurpose Dry Batteries: Designation R20 (Standard) and (High Power); Multipurpose dry batteries, R-20 designation; Multipurpose dry batteries, Designation R03; Multipurpose dry batteries, designation R 20 only; Multipurpose dry batteries, Type - R6, Category - High Power(P); Name of the product Multipurpose Dry Batteries Type R03, R6S, R6P,R20P; R6S; R20P; R03; R6P; R20S; Type : R6; Category : Standard (S) and High Power (P).
33788 | IS 17111:2025 | 18 | Grades/Designation: 100Cr6 (Through-hardening bearing steel) Surface Condition: As-hot-worked Heat Treatment Condition: Untreated Form and Size: Billets - upto and including 300 mm Optional requirement: None; Grades/Designation: C56E2 (Induction-hardening bearing steel) Surface Condition: As-hot-worked Heat Treatment Condition: Untreated Form and Size: Billets - upto and including 300 mm Optional requirement: None; Heat-, , Steel Grades /Designation: 1) , 100CrMnSi4-4, 100CrMnSi6-4, 100CrMnSi6-6, 100CrMo7, 100CrMo7-3, 100CrMo7-4, 100CrMnMoSi8-4-6,2)Case Hardening Bearing Steel : 20Cr3, 20Cr4, 20MnCr42, 17MnCr5, 19MnCr5, 15CrMo4, 20CrMo4, 20MnCrMo4-2, 20MnNiCrMo3-2, 20NiCrMo7, 18CrNiMo7-6, 18NiCrMo14-6, 16NiCrMo16-5,3) C56E2, 56Mn4, 70Mn4, 43CrMo4, Surface Condition: As-hot-worked, Machined, Peeled/turned, Ground, Heat treatment condition: Untreated, Treated for Cold Shearability, Soft Annealed/Solution Annealed, Treated to Hardness Range, Annealed to achieve spheroidized carbides, Annealed to achieve spheriodized carbides and Cold worked, Isothermally treated to Ferrite pearlite structure and Hardness Range, Stress Relieved, Other treatment conditions e.g Quenched and tempered condition may be agreed at the time of enquiry and order, Form and Size: Round Bars: 20 mm up to and including 420 mm, Square Bars: 50mm upto and including 450 mm Slabs : Thickness 65 mm up to including 300 mm and Width 150 mm upto including 450 mm, Options/Supplementary or Special Requirements Special surface quality, Hardenability (+H), (As per Cl 5.2); Heat-, , 100CrMnSi4-4, 100CrMnSi6-4, 100CrMnSi6-6, 100CrMo7, 100CrMo7-3, 100CrMo7-4, 100CrMnMoSi8-4-6 with Surface Condition - As-hot-worked, Peeled/turned, Ground, Cold drawn, Heat treatment condition- +AC, +AC+C; Form and Size- Round Bar : 20 mm to 95 mm dia.; Name of the product-, , Steel Grades/Designation-18CRNiMo7-6, Surface Condition-As-hot-worked, Heat Treatment Condition- +TH, Form and Size-Round bars: - 60 mm to 200 mm, Round cor...
33999 | IS 12406:2025 | 29 | 1. Name of the product - Medium Density Fibre Boards For General Purpose comma Grade- Grade 1 and Grade 2, Formaldehyde Class- E1 and E2 comma Thickness (mm)- 30 mm to upto and including 45 mm.; MEDIUM DENSITY FIBRE BOARDS FOR GENERAL PURPOSE Grade 1 and Grade 2 Formaldehyde class E 1 and E 2 Thickness 12 mm to 19 mm; MEDIUM DENSITY FIBRE BOARDS FOR GENERAL PURPOSE(i) Grade 1 and Grade 2 comma Formaldehyde Class E1 and E2, Thickness- Thickness upto and including 9 mm, without optional requirements, without Eco Mark (ii) Grade 1 and Grade 2, Formaldehyde Class E1 and E2 Thickness 9 mm upto and including 12 mm, without optional requirements, without Eco Mark(iii) Grade 1 and Grade 2 comma Formaldehyde Class E1 and E2, Thickness 19 mm upto and including 30 mm, without optional requirements, without Eco Mark; GRADE 1 and GRADE-2, CLASS E2,thicknessfrom 1.5 mm to 18 mm(both thickness inclusive); GRADE 1 andGRADE-2, CLASS E2, thickness from 19 mm to 30mm(both thickness inclusive); Grade - 1 and 2 , Formaldehyde Class - E1 and E2, Length up to and including 2440 mm, width up to and including 1220 mm and thickness upto and including 19 mm, without optional requirement of steady-state formaldehyde emission.; Grade 1 7 7.3 7.5 9 10 10.5 11 15 16 16.3 16.5 16.7 19 22 23 27 and 30 mm Grade 2 7 7.3 10 10.5 16.3 16.5 19 22 23 27 and 30 mm; Medium Density Fibre Boards, Grade I Sizes 2440 x 1220 x 18 mm thickness and Grade II sizes 2440 x 1220 x 25mm, Plain Exterior board Grade I - 8mm, 12mm, 17mm, 25mm Plain Interior Board Grade II - 7.5mm, 7.8mm, 8mm, 9mm, 11mm, 12mm, 15mm, 16mm, 16.7mm, 17mm, 18mm; Grade- Grade 1 and Grade 2, Formaldehyde class- E1 and E2, Thickness- up to and including 9mm; Medium Density Fibre Boards of Wood and otherLignocellulosic Materials for General Purpose ¦ Grade: Regular (REG)Grade ¦ Thickness (in mm): From 7 mm upto and including 25 mm ¦Formaldehyde Class: E1 ¦ Without Steady-State Formaldehyde Emission test(optional test).; Medium-Density Fi...
34001 | IS 12823:2025 | 98 | (1). Name of the product - Prelaminated Medium DensityParticle Boards from Wood and other Lignocellulosic Material (2). Grade- Regular (REG) - Grade A, Regular (REG) - Grade B, Moisture Resistance(MR), High Moisture Resistance (HMR) (3). Surface Type: Type 1, Type 2,Type 3, Type 4 (4). Formaldehyde Class: E1 & E2 (5). Thickness: From8 mm to Upto and Including 44 mm (6). Steady-State Formaldehyde Emissiontest (optional test) - Without; (a) Grades ? Regular (REG) Grade ? Grade A, FormaldehydeClass- E1 and E 2, Surface Type - Type 2 , Type 3 and Type 4 , Thickness(mm) From 8 mm to 40 mm and without Steady-State Formaldehyde Emissiontest (optional test) (b) Regular (REG) Grade ? Grade B, FormaldehydeClass- E1 and E 2, Surface Type - Type 2 , Type 3 and Type 4 , Thickness(mm) From 8 mm to 40 mm and without Steady-State Formaldehyde Emissiontest (optional test) (c) Moisture Resistance (MR) Grade, FormaldehydeClass- E1 and E 2, Surface Type - Type 2 , Type 3 and Type 4 , Thickness(mm) From 8 mm to 40 mm and without Steady-State Formaldehyde Emissiontest (optional test) (d) High Moisture Resistance (HMR) Grade ,Formaldehyde Class- E1 and E 2, Surface Type - Type 2 , Type 3 and Type4 , Thickness (mm) From 8 mm to 40 mm and without Steady-StateFormaldehyde Emission test (optional test); (a) Product Prelaminated Medium Density Particle Boards fromWood and other Lignocellulosic Material, Grades ? (a) Regular (REG)Grade ? Grade A, Formaldehyde Class- E1 and E 2, Surface Type ? Type 1,Type 2 , Type 3 and Type 4 , Thickness (mm) From 8 mm to 40 mm andwithout Steady-State Formaldehyde Emission test (optional test) (b)Regular (REG) Grade ? Grade B, Formaldehyde Class- E1 and E 2, SurfaceType ? Type 1, Type 2 , Type 3 and Type 4 , Thickness (mm) From 8 mm to40 mm and without Steady-State Formaldehyde Emission test (optionaltest) (c) Moisture Resistance (MR) Grade, Formaldehyde Class- E1 and E2, Surface Type ? Type 1, Type 2 , Type 3 and Type 4 , Thickness (mm)From 8 mm to 40 mm an...
34002 | IS 14587:2025 | 47 | ----------Prelaminated Medium Density Fibre Board , Grade II, Type II, Designation PLMDF-22, Formaldehyde Class - E2, Size 12 mm to 20 mm Thickness-----------; 2. Name of the product- Prelaminated Medium Density Boards For General Purposes, Grade and Type and Designation- Grade II, Type II, Designation PLMDF 22, Formaldehyde class- E1 and E2, Size- Upto and including 45 mm thickness; 1. Name of the product- Prelaminated Medium Density Boards For General Purposes, Grade and Type and Designation- Grade I, Type II, Designation PLMDF 12, Formaldehyde class- E1 and E2, Size- Upto and including 45 mm thickness; ==Prelaminated medium density fibre board, Grade-2, Type-2,Formaldehyde Class -E2, Thickness 18mm==; Grade : Grade 1 and Grade 2; Formaldehyde Class : E1 &E2; Type : Type 2, Type 3 and Type 4; Thickness : up to and Including 20 mm.; Grade-( Regular (REG) Grade, Moisture Resistance (MR) Grade,High Moisture Resistance General Purpose (HMR-GP) Grade and HighMoisture Resistance Furniture (HMR-FN) Grade),Type-(Type 2, Type 3 andType 3,) Formaldehyde Class-(E1 and E2), Thickness- 8 mm to 32 mm,without Steady-State Formaldehyde Emission test; Grade-1, Formaldehyde Class- E2, Type 2, Thickness- 3 mm to25 mm; Grade-2,Formaldehyde Class-E1, Type 2,Thickness- 5.5 mm to 25 mm; Name of the product: Prelaminated Medium Density Fibre Boards of Wood and other Lignocellulosic Materials Grade: Regular (REG) Grade Surface Type: Type 3 Formaldehyde Class: E2 Thickness (mm): From 3 mm upto and including 25 mm Steady-State Formaldehyde Emission test (optional test): without; Name of the product: Prelaminated Medium Density Fibre Boards of Wood and other Lignocellulosic Materials Grade: High Moisture Resistance Furniture (HMR-FN) Grade Surface Type: Type 3 Formaldehyde Class: E2 Thickness (mm): From 3 mm upto and including 25 mm Steady-State Formaldehyde Emission test (optional test): without; Name of the product: Prelaminated Medium Density Fibre Boardsof Wood and other Lignoc...
34006 | IS 3087:2025 | 74 | Class- Flat Pressed Three layer, Multilayer and Graded, Grade -1 (FPT 1) and Grade -2 (FPT 2), Formaldehyde class- E1 and E2, from 8 mm to Upto and including 40 mm thickness.; Class- Flat Pressed Three layer, Multilayer and Graded, Grade -1 (FPT 1) and Grade -2 (FPT 2), Formaldehyde class- E2, Upto and including 30 mm thickness.; Length up to and including 2440 mm , Width up to and including 1220 mm , Thickness up to and including 25 mm Grade I /Type FPT 1 , FORMALDEHYDE CLASS El & E2; Name of product Medium Density Particle Boards of Wood andother Lignocellulosic Materials for General Purpose-- Grade and Type -Regular (REG) Grade Grade A , Regular (REG) Grade Grade B, MoistureResistance (MR) Grade, High Moisture Resistance (HMR) Grade--Formaldehyde class El, E2 -- Thickness (mm) Upto and including 35 --Steady-State Formaldehyde Emission- Without; Particle Boards of Lignocellulosic materials (Using Sugarcanebased Bagasse) for General Purpose, Medium Density, of Grade II, FPT-2,Formaldehyde Class E-2, BWR, of size for length upto 2440mm, width upto1220mm and thickness upto 30mm?; Particle Boards of Wood and Other LignoCellulosic materials(Medium Density) for General Purposes Class and Type - Flat pressed three layer, multilayer and graded, Grade 1 Designation FPT 1 and Grade 2 Designation FPT 2, Formaldehyde Class E1 and E2, Sizes- Thickness 8mm to 44mm; Particle Boards of wood & other lingo cellulosic materials (medium density)for general purposes, Sizes upto 2400mm x 1220mm x 17mm; Particle boards of wood and other lignocellulosic materials (medium density) for general purposes, Class and Type: Flat pressed three layer, Multilayer and graded, Grade I Designation FPT-1, Formaldehyde class - E1, Size: Thickness from 8mm to up to and including 58 mm.; Plain particale board of wood waste Grade 1 and 2 FPT 1 and FPT 2 Emission class E1 and E2 up to thickness 20mm; Wood Particle Boards (Medium Density) for general purposes,Grade 1 & 2, Size upto and inc...
34147 | IS 15961:2025 | 21 | Coating Class AZ200 for Grade Designation YS250, YS300 comma YS350, YS450 YS550, Normal Surface Finish, with or without surface treatment, thickness from 0.25mm upto and including 1.50 mm, Width upto and including 1250mm, length of sheets upto and including 3660 mm; HOT DIP ALUMINIUM - ZINC ALLOY METALLIC COATED STEEL STRIP AND SHEET (PLAIN) OF 0.25mm TO 1.5mm THICK BASE STEEL, WIDTH UPTO AND INCLDING 1250mm, NORMAL SURFACE FINISH, COATING CLASS - AZ70, AZ100, AZ150; STEEL GRADE - YS250, YS300, YS450 & YS550, WITH OR WITHOUT SURFACE TREATMENT; Grade Designation : YS 250, YS 300, YS 350, YS 450, YS 550, Coating Class : AZ 150, AZ 100, AZ 70, Surface Treatment : T, Surface Finish: S-Skin passed, N-Normal, Thickness from 0.25 mm upto and including 1.50 mm, Width upto and including 1650 mm; Grade Designation YS250, YS300, YS350, YS450, YS550, CoatingClass AZ70, AZ100, AZ150, AZ200, Supply form Plain, Surface FinishNormal(N) and Skin Pass(S), with and without Surface Treatment(T), Size:Width From 100mm up to and including 1450mm, Thickness from 0.25mm up toand including 1.50mm.; Grade Designation: upto YS550, Coating Class: AZ200, Surface treatment: with and without passivation, Surface Finish: Normal and Skinpass Surface Condition, Size (Thickness/Width): thickness 0.25 mm to 1.50 mm and width upto 1250 mm; Thickness Range 0.25 mm to 1.50 mm( Base Metal) Width upto 1250mm Coating Class upto AZ 150 Steel Grade upto YS550 Durability class upto Class 3 Surface Finish-Normal and Skinpassed Surface Condition treatment-with and without passivation; Hot Dip Aluminium-Zinc Alloy Metallic Coated Steel Strip andSheet, Grade Designation : YS250, YS300, YS350, YS450,YS550, CoatingClass: AZ70, AZ90, AZ100, AZ120, AZ150, AZ165, AZ180, AZ200, Supply form: Plain, Surface treatment : T, Surafce Finish : Normal (N)/Skin-Passed(S), Size(Thickness/Width) : Thickness 0.30 mm upto andincluding 2.6mm, Width upto 1650 mm, Length from 250 to 4500 mm; Hot Dip aluminium - Zinc alloy metallic ...
65588 | IS 1875:2025 | 46 | Carbon Steel bars for forgings of size 40 mm, class 5, designation 55C8 -Carbon steel bars for forgings for sizes Class 1, Designation 14C 6, Class 1A, designation 15C 8, Class 2, designation 20 C 8, Class 2A, designation 25C 8, Class 3, designation30C 8, Class 3 A, designation 35C8, Class 4 designation 45C 8, Class 5 designation 55 C 8 and Class 6, designation 65C 6 for sizes 16mm to 90mm; Carbon steel billets, blooms, slabs and bars for forging for Sizes : Bars dia 25.4 mm to dia 160 mm and Class Designation 1 14C6 1A 15C8 2 20C8 2A 25C8 3 30C8 3A 35C8; Carbon steel billets, blooms, slabs and bars for forging - carbaon steel bars of class of designation 1(14C6), 1A(15C8) 2(20C8), 3(30C8), 3A(35C8), 4(45C8),5(55C8) for sizes 15mm to 160mm including supplementary requirements; Class 1, 1A, 2, 2A, 3, 3A, 4. Designations - 14C6, 15C8, 20C8, 25C8, 30C8, 33C8, 45C8. Round Bar dia from 80 mm upto 220 mm (both sizes including).; Class1, 1A, 2, 2A, 3, 3A, 4 and Designation?14C6,15C8,20C8,25C8,30C8,33C8,45C8, ISRO Bar dia 70mm upto and including 240mm; Grade 65 C6, Class 6, C2521/2 - 100 x 65; Grade 65 C6, Class 6, C2521/3 - 250 x 400; Grade 65 C6, Class 6, C2521/4 - 350 sq.; Grade 65 C6, Class 6, C2521/1 - 55 sq.; Carbon Steel Bars Class 6 & respective designations 65 C 6 for diameter from 25 mm upto and including 420 mm 1-14C6,1A-15C8,2-20C8,2A-25C8,3-30C8,3A-33C8,4-45C8,5-55C8; Name of the product Steel Ingots, Billets, Blooms , Slabs andBars for Forging Designation - 14C6, 15C8 (, 165X165mm Square Slabs : 220-300mm Thickness X 900-2200mmWidth, Additional Requirements -Without optional requirements.; Name of the product Steel Ingots, Billets, Blooms, Slabs and Bars for Forging Designation - 45C8, Surface Condition-As rolled, Conditions of delivery- Hardenability (Jominy), Variety (Size)- Round Bars: Dia. 60 mm upto and including 200 mm, Round corner squares RCS :- 80 mm to 340 mm, Blooms: -160x160 mm to 340x400 mm, Optional Requirements-All except Bend test; Ho...
65589 | IS 1470:2025 | 88 | Grade Designation : Si16Mn63; Size Designation : Class 2.; Grade Designation : Si16Mn63; Size Designation : Class 2.; Grade Designation : Si16Mn63; Size Designation : Class 3.; Grade Designation: Si16Mn63; Size Designation: Class 2, 3, and 6.; Name of the Product: Silicomanganese Grade Designation:Si15Mn63 Size Designation: 1; Name of the Product: Silicomanganese Grade Designation:Si15Mn63 Size Designation: I (Size range 10-100mm only); Si16Mn63, Class 3; Silicomanganese of Grade Designations - Si16Mn73, Si16Mn68, Si15Mn63, Si20Mn56, Si24Mn53 and Size Designation I/ II/ III
65698 | IS 3564:2025 | 35 | Hydraulically regulated door closers ,Tubular type surfacemounted door closers ,not suitable for barrier free doors,classification code ,351011,35(2to3)011,354011.; Hydraulically regulated door closers ,Tubular type surfacemounted door closers ,not suitable for barrier free doors,classification code 35(2 to 3)011,354011.; Hydraulically regulated door closers ,Tubular type surfacemounted door closers ,not suitable for barrier free doors,classification code 35(2,3)011,354011; Hydraulically regulated door closers ,Tubular type surfacemounted door closers ,not suitable for barrier free doors,classification code 351011,35(2 to 3)011,354011.; Hydraulically regulated door closers ,Tubular type surfacemounted door closers ,not suitable for barrier free doors,classification code 351011,35(2,3)011,354011; Hydraulically regulated door closers ,Tubular type surfacemounted door closers ,not suitable for barrier free doors,classification code 351011,35(2,3)011,354011.; Hydraulically regulated door closers ,Tubular type surfacemounted door closers ,not suitable for barrier free doors,classification code 354011.; Universal Door Closer ,Type- B for the designations 1,2 and 3 as per IS 3564 :1995.; Universal,Type-A,B and C for the designations 1,2 and 3under simlified procedure as per IS 3564
65699 | IS 6315:2025 | 11
65705 | IS 10773:2025 | 41 | 1. Grade- DHP, Type of Tube- Smooth, Condition - SoftAnnealed, Size- Outside diameter from 4.75 mm to upto and including 105mm, wall thickness from 0.30 mm to upto and including 3.25 mm 2. Grade-DHP, Type of Tube- Smooth, Condition -Light Annealed, Size-Outsidediameter from 6.35 mm to upto and including 105 mm, wall thickness from0.50 mm to up to and including 3.25 mm 3. Grade- DHP, Type of Tube-Smooth, Condition -Light Drawn, Size-Outside diameter from 6.35 mm toupto and including 105 mm, wall thickness from 0.70 mm to up to andincluding 3.25 mm; Grade- DHP, Type of Tube- Smooth, Condition - Soft Annealed,Light Annealed and Light Drawn, Size (for smooth tube)- Outside diameterfrom 6.0 mm to up to and including 54 mm, wall thickness from 0.50 mm toup to and including 6.50 mm; Grade- DHP, Type of Tube- Smooth, Condition - Soft Annealed,Light Annealed and Light Drawn, Size (smooth tubes)- Outside diameterfrom 5.0 mm to up to and including 108 mm, wall thickness from 0.50 mmto up to and including 3.00 mm; Grade: Cu-DHP Type of Tube: Smooth Tubes Condition: Hard Drawn Size (smooth tubes): Outside diameter from 6.35mm to up to and including 108mm, Wall thickness from 0.40mm to up to and including 3.45mm.; Grade DHP, Type of Tube: Smooth Tubes Condition: Hard Drawn, Size (smooth tubes): Outside diameter from 6.35mm to up to and including44.45 mm, Wall thickness from 0.50mm to up to and including 1.63 mm; Wrought Copper Tubes for Refrigeration and Air ConditioningPurposes, Grade- DHP, Type of Tube- Smooth, Condition - Soft Annealed,Light Annealed and Light Drawn, Size (smooth tubes)- Outside diameterfrom 4.76mm to up to and including 41.28 mm, wall thickness from 0.50 mmto up to and including 1.50 mm; Grade DHP, Type of Tube: Smooth Tubes Condition: Hard Drawn and Soft Annealed, Size (smooth tubes): Outside diameter from 4.76mm to up to and including 79.38 mm, Wall thickness from 0.40mm to up to and including 1.63 mm; Wrought Copper Tubes for Refrigeration and Air Con...
65755 | IS 10748:2025 | 103 | Grade: Grade 1, grade 2, grade 3, grade 4, grade 5 , grade 6, grade 7, grade 8, ISH275H, ISH355H, ISH420H, ISH460H, 8C3, 10C4, 20C4, 21C3, 26C8, 30C8, 35C8, 40C8, 20C12, 26C13, 30C14, 36C14, 38C14, 41C15, 43C15, 20C12B, 22C12B, 26C13B, 0C13B Type: Coils, Sheets and Plates of Thickness from 0.8mm to upto and including 150mm, Width from 80mm to upto and including 4900mm and Length from 1000mm to up to and including 25000mm; Type: Strip, Grade: 1, 2, 3, 4, 5, 6, Thickness: from 0.8 mmto up to and including 25 mm, Width from 80 mm to up to and including2050 mm; Grades 1,2,3,4&5, sizes up to and including 25X2800 for coils and 110X4500mm for plates; HOT ROLLED STEEL STRIP FOR WELDED STEEL TUBES THICKNESS 1.6mm TO 12mm WIDTH UPTO AND INCLUDING 1250mm GRADE 1,2,&3 , Grade 4,5; Hot-Rolled Steel Plates, , Type- Strips, Grade - Grade 3, Sizes- Width-75mm to Uptoincluding 250mm, Thickness- 1 mm upto and including 3.50mm; Name of the product : , Grade : 1, 2, 3, 4, and 5, Size : Width (As rolled edge / Trimmed Edge) : 20 mm up to and including 600 mm, Thickness : 1.60 mm up to and including 5.00 mm.; Name of the product-Hot-Rolled Steel Plates, , Type-Plates, Sheets, Strips, Grade-Grade 1, Grade 2, Grade 3, Grade 4, Grade 5, Grade 6, Sizes- Width-80mmto upto and including 1650mm, Thickness- 1.60mm to upto and including 25mm; Steel Strip Width 160mm, Thickness up to 2.5mm, Grade 1 & 2; Type: Grade 5, Size :Thickness up to and including 4.50 mm and Width up to and including 320 mm.; Grade 2 and Grade 3 for thickness up to and including 4.50 m comma Width up to and including 320 mm.; Type : Grades 2 to 5, Size : Width from 100 mm up to and including 320 mm, Thickness from 1 mm up to and including 4 mm.; Type- Strips, Grade 1, 2 and 3, Size width from 100 mm up toincluding 320 mm and Thickness from 1.00 mm up to Including 3.60 mm.; Type- Strips, Grade- 1, 2 and 3, Size Width from 100 mm uptoand including 320mm,Thickness from 1.60 mm upto and including 4.00mm.; Type- Strips, Grad...
65757 | IS 4454 (Part 2):2025 | 2 | Grade TDSiCr,?Sizes 5 mm upto and including 10 mm; Grade VDSiCr, Sizes 5 mm upto and?including 10 mm; Grade FDSiCr, Sizes 5 mm upto and including 17 mm; Grade- VDSiCr, Sizes- 1.30 mm upto and including 9.00 mm Nominal Diameter; Grade- TDSiCr, Sizes- 1.30 mm to 10.00 mm; Grade- FDSiCr, Sizes- 1.30 mm to 12.50 mm; Grade -FDC, Sizes 1.30 mm upto and including 12.50 mm; Grade- VDSiCr, TDSiCr, FDSiCr Sizes- 1.00 mm upto and including 1.29 mm; Grade- VDSiCrV,TDSiCrV,FDSiCrV Size round wire from 0.70 mm upto and including 10.00 mm Nominal Diameter
65762 | IS 733:2025 | 160 | Alloy Designation (s): 6003, 6005, 6005A, 6005B, 6005C, 6005Z, 6008, 6011, 6012, 6012A, 6013, 6014, 6015, 6016, 6018, 6023, 6025, 6026, 6056, 6060, 6061, 6061A, 6061Z, 6063, 6063A, 6063Z, 6064, 6064A, 6065, 6081, 6082, 6082A, 6082Z, 6101, 6101A, 6101B, 6106, 6110A, 6181, 6182, 6201, 6261, 6261Z, 6262, 6262A, 6351, 6351A, 6360, 6401, 6463, 6951, 6020, 6041, 6042, 6066, 6066Z, 6070, 6105, 6162, 6560, Type of section/Profiles: Hollow Section (Sizes: Width above 6mm to up to and including 480 mm, Wall Thickness from 0.8 mm to up to and including 25 mm); Temper designations: T6; Wrought Aluminium And Aluminium Alloy Bars, Rods, Sections,Extruded Tubes, Hollow Sections And Profiles For General EngineeringPurposes; Alloy Designation (s): 6063z, 6082z, Supply Condition(s):Temper designations: F, T4, T5 and T6, Type of section/Profiles: Bar(Sizes: Width- above 6 mm to up to and including 450 mm, Thickness -from 1 mm to up to and including 90 mm), Regular Sections (Sizes: Widthabove 6.35mm to upto and including 460mm, thicknessfrom 1 mm to upto andincluding 25mm), Irregular Sections (Sizes: Width above 6mm to upto andincluding 460mm, thickness from 0.8 mm to upto and including 25mm), Rod(Sizes: Diameter above 6 mm to up to and including 500 mm), StructuralTube (Sizes: Outside Dia above 6 mm to up to and including 300 mm, WallThickness from 0.8mm to up to and including 25 mm) Hollow Section(Sizes: Width above 6mm to up to and including 480 mm, Wall Thicknessfrom 0.8 mm to up to and including 25 mm); Alloy Designation (s): 6063Z, 6082Z and 6261Z; Temperdesignations: T6, Type of section/Profiles: Irregular Section (width upto and including 325 mm and thickness up to and including 100mm), HollowSection (Width from 25mm to up to and including 250mm, Height from 20mmto up to and including 200mm and Thickness from 1mm to up to andincluding 20mm); Alloy Designation (s): 6063Z, 6261Z, 6082Z, 6066Z, ; Temperdesignations: T6, Type of section/Profiles: Irregular Section (Widthfrom 1...
65763 | IS 2062 (Part 1):2025 | 467 | A) Grade E 250A, Round and square bars ,nominal sizes: ISRO up to and including 100 mm, ISSQ up to and including 90 mm B) Grade E 250A,Flats,width upto and including 400 mm, thickness upto and including 40 mm. C) Grade E 250A ,Angles, width from 20 mm upto and including 150 mm, thickness from 3 mm upto and including 16 mm. D) Grade E 250A,Beams,Columns and channels of depth upto 350 mm.; Grade Designation and Quality: E235A, E235BR, E235B0, E235C, E500A, E500BR, Coil, Sheets and Plates of Thickness from 1.6mm to up to and including 150mm, Width from 750mm to up to and including 4900mm and Length from 1000mm to up to and including 25000mm.; Grade Designation and Quality: E250A, E250BR, E250B0, E250C,E275A, E275BR, E275B0, E275C, E300A, E300BR, E300B0, E300C, E350A,E350BR, E250B0, E350C, E410A, E410BR, E410B0, E410C, E450A, E450BR,E550A, E550BR, E600A, E600BR, E650A, E650BR Coil, Sheets and Plates ofThickness from 1.6mm to up to and including 150mm, Width from 750mm toup to and including 4900mm and Length from 1000mm to up to and including 25000mm.; Grade Designation: E250A Size: Equal Angles (from 35x35x5 mmto 80x80x12 mm), Channels from MC 75 to MC 200), Beams (from MB 100 toMB 200 and HB 150); Grade Designation: E250A, E250BR, E250BO, E250C, Size: EqualAngles (from 35x35x5 mm to 150x150x20 mm), Channels( from 75x40 mm to250x80mm), Beams (from 100x50 mm to 300x140mm); Grade Designation: E250A, Size: Equal Angles (from 35x35x5 mmto 75x75x10 mm), Channels( from 75x40 mm to 100x50mm).; Grade E 250A, Round and square bars ,nominal sizes: 25,28,30,32,35,36,40,45,50,55,60,65,70,75,80,90 and 100 mm mm; Grade E 250A, Round and square bars ,nominal sizes:8,10,12,16,20,25,28,30,32,35,36,40,45,50,55,60,65,70,75,80,85 mm; Grade E 250A,Beam MB100.; Grade E250 A, Channels MC 75,MC 100.; Grade E 250A,Flats,width 10,20,25,30,35,40,45,50,60,65,70,75,80,90,100 mm, thickness upto and including 25 mm.; Grade E 250A ,Angles,width from 20 mm upto and including 75 mm, thickness fro...
65815 | IS 1170:2026 | 27 | Ferrochromium, Grade No-1, 7 Fe Cr65, Size Designation:-2; Ferrochromium, Grade No-2, 5 Fe Cr65, Size Designation:-2; Ferrochromium, Grade No-3, 7 Fe Cr58, Size Designation:-2; Ferrochromium, Grade No-4, 5 Fe Cr58, Size Designation:- 2; Grade No-1, Grade Designation-7FeCr65 Size Designation 2; Name of the Product-Ferrochromium (i) Type- Medium Carbon Ferrochromium, Grade No 5, Grade Designation: 15FeCr55, 3FeCr55, Size designation = 1 and 2, (ii) Type- Medium Carbon Ferrochromium, Grade No 6, Grade Designation: 15FeCr64, 3FeCr64, Size designation = 1 and 2, (iii) Type- Medium Carbon Ferrochromium, Grade No 7, Grade Designation: 15FeCr71, 3FeCr71, Size designation = 1 and 2, (iv) Type- High Carbon Ferrochromium Grade No 1, Grade Designation: 7FeCr65, Size designation = 1 and 2.; Name of the Product: Ferrochromium. Grade Designation:FeCr60C1 FeCr70C1 FeCr60C2 FeCr70C2 FeCr60C5 FeCr70C5. Size Designation:I (Above 10mm upto & including 125mm); Product-Ferrochromium 1- Type- Low Carbon Ferrochromium Grade No 8, Grade Designation: 008FeCr55, 03FeCr55, 08FeCr55 Size designation = 1, 2 2- Type- Low Carbon Ferrochromium Grade No 9, Grade Designation: 002FeCr64, 004FeCr64, 008FeCr64. 03FeCr64, 08FeCr64 Size designation = 1, 2 3- Type- Low Carbon Ferrochromium Grade No 10, Grade Designation: 002FeCr71, 004FeCr71, 008FeCr71, 03FeCr71, 08FeCr71 Size designation = 1, 2 4- Type- Low Carbon Ferrochromium Grade No 11, Grade Designation:008FeCr64Si4 Size designation = 1, 2 5- Type- Low Carbon Ferrochromium Grade No 12, Grade Designation: 008FeCr71Si4 Size designation = 1, 2; Product-Ferrochromium 1- Type- Medium Carbon Ferrochromium Grade No 5, Grade Designation: 15FeCr55, 3FeCr55 Size designation = 1, 2 2- Type- Medium Carbon Ferrochromium Grade No 6, Grade Designation: 15FeCr64, 3FeCr64 Size designation = 1, 2 3- Type- Medium Carbon Ferrochromium Grade No 7, Grade Designation: 15FeCr71, 3FeCr71 Size designation = 1, 2; Ferrochromium, Type- (i) High Carbo...
65816 | IS 713:2026 | 3 | Grade-ZnAl4,ZnAl4Cu1; Name of the product: Zinc-, Grade: ZnAl4; Name of the product: Zinc-, Grade: ZnAl4Cu1.; Zinc-Aluminium Alloy Ingots Intended for Foundry and DieCastings, Grade Zn Al 4
66097 | IS 6911:2026 | 37 | (i) Stainless Steel Strip, Grade Designation - N1, N2 and N3, Condition- Cold Rolled, Heat Treatment - Annealed with Air, Size - Width of Strips up to and including 650 mm, Thickness of Strip from 0.15 mm up to and including 2.00 mm, Mill Finish- 2D / 2B / BA / No 3 / No 4. (ii) Stainless Steel Strip, Grade Designation - 304 / 304 L / 304Cu , Condition- Cold Rolled, Heat Treatment - Annealed with Air, Size - Width of Strips up to and including 650 mm, Thickness of Strip From 0.15 mm up to and Including 2.00 mm, Mill Finish- 2D / 2B / BA / No 3 / No 4. (iii) Stainless Steel Strip, Grade Designation- N5, N6 and N7 - Condition- Cold Rolled, Heat Treatment - Annealed with Air, Size - Width of Strips up to and including 650 mm, Thickness of Strip From 0.10 mm up to and Including 3.00 mm, Mill Finish- 2D / 2B / BA / No 3 / No 4; Grade Designation- 301, 301L, 301LN, 302, 304,304L, 304H, 304LN, 304N, 304Ce, 340Cu, 304CuW, 304Mn1, 304Mn2, 304N2, 304Nb 305, 305Cu, 308Ce, 309, 309S, 309H, 309Nb, 309HNb, 310, 310S, 310H, 310N, 310Nb, 310HNb, 310MoLN, 312, 316, 316L 316H, 316LN, 316Ti, 316Nb, 316N1, 316N2, 317, 317L, 317LM, 317LMN, 317LCu. 317LN, 321, 321H, 326, 334, 345,347 347H, 347LN, 348, 348H, Condition- Cold Roll, Heat Treatment- NA, Size- Chequered Plate, width from 600 to 1550 mm, Thickness from 0.50 to 2.00 mm Length from 600 to 4000 mm, Mill Finish 2B, BA; Grade Designation- 301, 301L, 301LN, 302, 304,304L, 304H, 304LN, 304N, 304Ce, 340Cu, 304CuW, 304Mn1, 304Mn2, 304N2, 304Nb 305, 305Cu, 308Ce, 309, 309S, 309H, 309Nb, 309HNb, 310, 310S, 310H, 310N, 310Nb, 310HNb, 310MoLN, 312, 316, 316L 316H, 316LN, 316Ti, 316Nb, 316N1, 316N2, 317, 317L, 317LM, 317LMN, 317LCu. 317LN, 321, 321H, 326, 334, 345,347 347H, 347LN, 348, 348H, Condition- Cold Roll and Hot rolled, Heat Treatment- NA, Size- Chequered Plate and mirror sheet, width from 600 to 1550 mm, Thickness from 0.50 to 2.00 mm Length from 600 to 4000 mm, Mill Finish 2B, No1; Grade Designation- 409, 409M, 410S, 439, 430,...
66127 | IS 2507:2026 | 10 | Cold - Rolled Steel Strips for springs / Grade 1, 2, 3, 4, 5, 6 /Steel Designation 45C 8, 55C 6, 65C 6 , 70C 6, 75C 6, 80C 6 / Thickness from 0.3 mm to up to & including 5 mm/ Width from 5.50 mm to up to & including 600 mm / Supply Condition Cold Rolled/Annealed/ Edge Condition Mill & Slit Edges.; Cold - rolled steel strips for springs,Grade-1,2,3,4,5,6,7,8,10 and 11,Steel Designation-45C8,55C6,65C 6,70C6,75C 6,80C 6,85C 6,98C 6,50CR4 and 50 Cr4V2,Thickness(in mm) from 0.10 to up to & including 3.5,Width(in mm) from 5 to up to & including 350,Supply Condition-Hardened and Tempered,Edge Condition-Sheared Edge.; Cold - rolled steel strips for springs,Grade-1,2,3,4,5,6,7,8,10 and 11,Steel Designation-45C8,55C6,65C 6,70C6,75C 6,80C 6,85C 6,98C 6,50CR4 and 50 Cr4V2,Thickness(in mm) from 0.10 to up to and including 6,Width(in mm) from 5 to up to and including 500,Supply Condition-Cold Rolled/Annealed,Edge Condition-Sheared Edge.; Grade - 1, 2, 3, 4, 5 and 6, Designation - 45C 8, 55C 6, 65C 6, 70C 6,?75C 6, 80C 6, Thickness - from 0.15 mm to up to & including 3.5 mm,?Width - from 25 mm to up to & including 1350 mm, Supply Condition -?Annealed, Edge Condition - Sheared Edge; Grade 1 (45C8) upto and including Grade 6 (80C6), Width 5mm to upto and including 500mm, Thickness 0.1mm to upto and including 6mm, Unhardened, Annealed, Hardened and tempered.; Grade- 1 to 6, Designation- 45C8, 55C6, 65C6, 70C6, 75C6, 80C6, Thickness- 0.20mm to 3.55mm, Width- 30mm to 490mm, Supply Condition- Hardened and Tempered, Edge Condition- Sheared Edge; Grade: 1, 2, 3, 4, 5 and 6 ,Designation: 45C8, 55C6, 65C6, 70C6, 75C6 and 80C6, Hardened and Tempered, Width: 11 mm to upto and including 600 mm, Thickness: 0.2 mm to upto and including 4.5 mm.; Name - Cold - rolled steel strips for springs/ Grade- 1, 2, 3,4,5,6/ Steel Designation -45C 8, 55C 6,65C 6, 70C 6, 75C 6, 80C 6/ Size -Thickness from 0.5mm to up to & including 7.30mm, Width from 10mm to up to & including 730mm/ Supply Condition- An...
66503 | IS/IEC 60947 (Part 5/Sec 1):2024 | 18 | As per Licence document; Low-Voltage Switchgear and Control gear Part-5, Control Circuit Devices and Switching Elements Section-1, Electromechanical Control Circuit Devices: Compact LED Indicating lamp, Model - 3SB52. (1) Type of control circuit device or switching element, Cl. 4.2: (i) Kind of control circuit device, Cl. 4.2.1 - Indicator Lights. (ii) Kind of switching elements, Cl. 4.2.2: NA. (2) Number of poles, Cl. 4.2.3 - NA. (3) Kind of current, Cl. 4.2.4: AC, DC. (4) Interrupting medium, Cl.4.2.5: NA. (5) Operating condition, Cl.4.2.6: (i) Method of operation, Cl. 4.2.6.1 - Manual. (ii) Method of control, Cl. 4.2.6.2: Non-Automatic. (6) Rated voltages, Cl. 4.3.2: (i) Rated operational voltage, Ue: 24V AC-DC, 30V DC, 110V AC, 110V DC, 220V-240V AC, 220V DC, 415V AC. Wide Band version: 24V to 240V AC-DC (ii) Rated insulation voltage, Ui: 440V AC. 250V DC. (iii) Rated impulse withstand voltage, Uimp: 6kV. (7) Rated Current, Cl. 4.3.3: (i) Rated operational currents, Ie: 10mA - applicable for one variant only. (ii) Conventional free air thermal current, Ith: NA. (iii) Conventional enclosed thermal current, Ithe: NA. (8) Rated Frequency, Cl. 4.3.4: 50, 60 Hz. (9) Utilization Categories, Cl. 4.4 & Table 1: NA. (10) Electrically separated contact elements, Cl. 4.10: NA. (11) Pollution degree , Cl. 6.1.3.2: 3. (12) Degree of Protection: IP65 (Front), IP20 (Terminals). (13) Class of Control Circuit device: NA. (14) Additional Features: (i) Electromagnetic Compatibility, EMC, Cl. 8.4: NA hence not tested. (ii) ; Low-Voltage Switchgear and Control gear Part-5, Control Circuit Devices and Switching Elements Section-1, Electromechanical Control Circuit Devices: Position Switch not tested for EMC requirement, Model - 3SE5. (1) Type of control circuit device or switching element, Cl. 4.2: (i) Kind of control circuit device, Cl. 4.2.1: Position Switches. (ii) Kind of switching elements, Cl. 4.2.2: Auxiliary contacts of a switching device. (2) Number of poles, Cl. 4.2.3: ...
66542 | IS 3466:2026 | 11 | Grade; ; ; ;
66579 | IS 6909:2026 | 1
66580 | IS 8041:2026 | 11 | ; ; ; ;
66587 | IS/IEC 60947 (Part 4/Sec 1):2023 | 17 | AS PER LICENCE FILE; DOL MOTOR STARTER WITH CONTACTER,ELECTROMAGNETIC AIR BREAK,3 PHASE, 415V, 50Hz FOR CURRENT RATING 6.5A AND 14A MAX PUSH BUTTON TYPE IP 54 PROTECTION WITH THE FOLLOWING DECLARED VALUES. CURRENT RELAY RANGE DUTY HRS UTILIZATION CATEGORY 6.5A 4 - 6.5 A INTERMITTENT DUTY AC3 CLASS 30 14A 9 - 14A - DO - AC3 STAR-DELTA MOTOR STARTERS WITH CONTACTOR, ELECTROMAGNETIC AIR BREAK, 3 PHASE, 415 V, 50Hz FOR CURRENT RATING 6A TO 14A MAX, PUSH BUTTON TYPE, IP 2X PROTECTION WITH THE FOLLOWING DECLARATION. CURRENT RELAY RANGE DUTY HOURS UTILIZATION CATEGORY 6A 6 - 10A INTERMITTANT AC 3 14A 9 - 14A INTERMITTANT AC 3; DOL Starter AC3 415V, 1-14A & 10-24A, IP40, 8hrs duty; AC Contactor AC3 415V, 16-40A, 8hrs duty; Star Delta Starter AC3 415V, 4-24A, IP54, 8hrs duty.; Direct On Line ac Starter, Three Pole, Air Break, Electromagnetic, Semi-Automatic, Rated operational voltage 415V, Rated impulse Voltage 8 kV, 50Hz, Uninterrupted Duty, Utilization Category AC3, Rated Power 0.25kW to 7.5kW; Direct Online; AC; 3 Phase; 3 Pole;Air Break; Electromagnetic, Push Button; 415 V, 16A, 50Hz, continuous duty with relay ranges 2.5-4A, 4-6.5A, 6-10A, 6-10A, 9-14A + 13-22A.; Equipment Type: Motor Protective Switching Device (MPSD 132 Series Magnetic Model MP132MS2XXX/MP132M-XXX); Rated voltages: Rated operational voltage (Ue) - 690V; Rated insulation voltage (Ui) - 690V; Rated impulse withstand voltage (Uimp) - 6KV; Rated Current: Rated operational currents (Ie) - 0.16A, 0.25A,0.4A, 0.63A, 1.0A, 1.6A, 2.5A, 4.0A, 6.3A, 10A, 16A, 20A,25A and 32A; Rated uninterrupted current (Iu) - 0.16A, 0.25A,0.4A, 0.63A, 1.0A, 1.6A, 2.5A, 4.0A, 6.3A, 10A, 16A, 20A,25A and 32A; Conventional free air thermal current (Ith) - 0.16A, 0.25A,0.4A, 0.63A, 1.0A, 1.6A, 2.5A, 4.0A, 6.3A, 10A, 16A,...
66690 | IS 1171:2026 | 47 | FeMn76, FeMn72, FeMn68, FeMn74, 2FeMn80, 2FeMn76, 2FeMn72, 2FeMn78, 2FeMn83, Size designation Class: 2.; Ferro Manganese, High Carbon, FeMn 76, FeMn 72, Size class 6 (upto 3.15mm); Ferro Manganese, Medium Carbon, 2 FeMn 80, 2 FeMn 76, Size class 6 (upto 3.15mm); Ferro Manganese, Low Carbon, 02 FeMn 83, Size class 6 (upto 3.15mm); Ferromanganese, Low Carbon, 02 FeMn 83, Size class 6 (up to 3.15mm); Ferromanganese, Medium Carbon, 2 FeMn 80, 2 FeMn 76, Size class 6 (up to 3.15mm); Ferromanganese, High Carbon, FeMn 76, FeMn 72, Size class 6 (up to 3.15mm); Grade: High carbon ferromanganese, Grade Designation- FeMn68, FeMn72, FeMn74 and FeMn76, Size Designation- 2,3 and 4.; High Carbon ferromanganese, FeMn 72, FeMn 68, Size Designation 3; High Carbon ferromanganese, FeMn 74, FeMn 72, FeMn 68, SizeDesignation:Class 2; Medium Carbon Ferromanganese, 2FeMn 80, 2FeMn 76, 2FeMn 72, Size Designation: Class 2, 3, 4, 5, 6; Low Carbon Ferromanganese - 02FeMn 83, 02FeMn 78, 02FeMn 72 , Size Designation: Classes 2, 3, 4, 5, 6; High Carbon ferromanganese, FeMn 80, FeMn 76, FeMn 74, FeMn 72, FeMn 68, Size Designation: Class 2,3,4,5,6.; Type : High Carbon Ferromanganese ; Grade Designation: FeMn72 and FeMn68; Size Designation: Class 3,4,5, and 6.; Type : High Carbon Ferromanganese ; Grade Designation:FeMn72 andFeMn68; Size Designation: Class 2.; Type : Low Carbon Ferromanganese; Grade Designation : 02 FeMn 72, 02 FeMn 78, and 02 FeMn 83; Size Designation : Class 3.; Type : Medium Carbon Ferromanganese; Grade Designation : 2 FeMn 72, 2 FeMn 76, and 2 FeMn 80; Size Designation : Class 3.
66902 | IS 12615:2026 | 140 | 3 phase Squirrel Cage for rated voltage of 415 V 50 Hertz S1 Duty 2/4/6 poles,Efficiency Class IE 2 only,Degree of Protection IP 44,Foot Mounted,Insulation Class B,Rated output from 0.37 kW to 7.5 kW only; Class; Rating; Type; Energy Efficient Induction Motors – Three phase squirrel cage, Rated Voltage 415V, 50Hz, S1 Duty, 4 Poles, Efficiency Class upto and including IE3, Flange Mounted, Insulation Class F, Rated Output for 0.37 kW.; Energy Efficient Induction Motors – Three phase squirrel cage, Rated Voltage 415V, 50Hz, S1/S3 Duty, 2/4/6 Poles, Efficiency Class upto and including IE3, Degree of Protection up to and including IP55, Foot Mounted/ Flange mounted, Insulation Class F, Rated Outputs from 0.37 kW upto 22 kW.; Line Operated Three Phase AC motors, 415V, 50 Hz, S1 Duty, 6 Poles, Efficiency Class IE 2, Foot Mounted, Insulation Class F, Rated Output 0.37 kW.; Line Operated Three Phase a.c. motors, up to and including 415 V,50 Hz, S1 Duty ,2/4/6/8 pole,Efficiency class IE2, Degree of Protection IP 55, foot mounted, Insulation class-F,Rated output from 0.18 kW to up to and including 18.5 kW; Line Operated Three Phase a.c. motors, upto and including 415 V comma 50 Hz, S1 Duty, 2/4/6 Poles, Efficiency Class IE 3/IE 2, Degree of Protection IP55, Foot Mounted/Flange Mounted, Insulation Class F, Rated Output from 0.18 kw upto and including 7.5 kW; Three Phase a.c. motors,Voltage-415 V,Frequency- 50 Hz,Duty- S1,No of Poles-4,Efficiency Class- IE 2,Degree of Protection- IP 55,Foot Mounted,Insulation Class: F,Rated Outputs- 0.37 kW; Line Operated Three Phase ac Motors up to and including 415 V 50 Hz S1 Duty 2/4/6 Poles Efficiency Class IE2 Foot Mounted/Flange Mounted Insulation Class B Degree of Protection IP 44 for Rated output from 0.37 kW to up to and including 15 kW; Three Phase a.c Motors up to and including 690 V, 50 Hz, S1 Duty, 4/6 Poles, Efficiency Class IE2/IE3, Insulation Class F, IP 55, Foot Mounted for Rated Output from 750 kW to up to and includin...
66954 | IS 432 (Part 1):2026 | 19 | 5 mm to 50 mm; Mild steel grade I and II Round Bar nominal size 5mm too 50 mm diameter, Micro-alloying; Type Mild Steel Bar, Grade 1, Size 32 mm Round Bar only; For Grade 1 Mild Steel Bar, Grade 2 Mild Steel Bar, Medium Tensile Steel Bars for sizes Round 25 mm to 300 mm, Square 200 mm to 450 mm.; MILD STEEL BARS, GRADE-1, size Over 20 mm upto and including 40 mm,Si-killed; MILD STEEL BARS GRADE-1 Over 20 mm upto and including 40 mm,Si-killed; Mild Steel Bars for Concrete Reinforcement, Grade I, Size 32mm and 36mm; Mild Steel Bars of Grade I for Nominal Sizes over 20 mm upto and?including 50 mm; Mild Steel Bars, Nominal Size: over 20mm up to and including 50mm, Grade-I; Mild Steel Bars,Nominal Size over 20 mm upto and including 50 mm,Grade I; Mild steel Grade 1 of size 36 mm, 40 mm, 45 mm and 50 mm; Round bars of Mild steel Grade - 1 and nominal sizes 25mm & 32mm; Mild steel bars for Round bars,Grade I and Grade II for sizes 5mm to 50mm; Nominal Size from 20mm upto and including 40 mm Grade 1 and Grade 2
66969 | IS/IEC 61537:2023 | 1 | Cable Management Cable Tray Systems and Cable Ladder Systems for Metallic, Non flame propagating System Component, Electrical continuity characteristics, Electrically conductive system, Class 3 as per table 8,Min Temperature- (+) 5 degree C and Max Temperature- (+) 120 degree C, Perforation base area classification-D, System component offering impact resistance upto 20J, SWL- for 1.5 meter is 116 kg and SWL- for 3 meter is 29 kg, the Cable and ladder System to be provided without bend
67008 | IS 8783 (Part 4/Sec 1):2026 | 8 | 0.9 mm UPTO AND INCLUDING 2.6 mm; HR PVC Insulated Winding Wire (Type-1) for submersible motors; , Type 1 Insulation, with Solid Copper Conductors for overall cable lying diameter upto & including 7.10 mm; , with round solid copper conductor sizes from 1.13 sq.mm upto and including 5.73 sq.mm (both sizes including) (Nominal cross-sectional area of conductor); HR PVC Insulated submersible motor winding wire, Type-1, round solid copper conductor from 1.0 mm to 2.7 mm.; Round Solid Copper Conductor for Sizes from 1.13 mm2 UPTO and Including?5.73 mm2 (Nominal cross-sectional area of conductor) excluding sizes?4.150 mm2 and 5.310 mm2; size-all sizes as per IS:8783 / Grade I / Type 2
67010 | IS 8783 (Part 4/Sec 3):2026 | 20 | POLYSTER AND POLYPROPYLENE INSULATED WIRE FOR SUBMERSIBLE MOTOS, SIZE 1.3mm. Dia upto 2.8mm polyster & polyprolene wire 2.0mm dia; ; , with solid round copper conductor for sizes upto and including 5.73 mm2 (nominal cross section are of conductor); 2.76 mm; , with solid round copper conductor for size 0.950 mm2 (Nominal cross sectional area of conductor); , with solid round copper conductor for sizes 0.125mm2, 0.196mm2, 0.283mm2, 0.332mm2, 0.385mm2, 0.442mm2, 0.502mm2, 0.638mm2, 0.769mm2, 0.785mm2, 0.850mm2, 1.130mm2, 1.330mm2, 1.540mm2, 1.770mm2, 2.010mm2, 2.270mm2, 2.540mm2, 2.840mm2, 3.140mm2 (Nominal cross-sectional area of conductor); , with solid round copper conductor for sizes from 0.196 mm2 upto and including 4.91 mm2 (Nominal cross- sectional area of conductor); , with solid round copper conductor for sizes upto and including 6.16 mm2 (Nominal crosssectional area of conductor); Polyester and Polypropylene insulated winding wire for submersible motor for Size 1.1 mm SIZE 0.4MM TO 30MM; nominal conductor diameter 0.4mm to 1.4mm(both included); polyester and polypropylene insulated winding wire for submersible motor for sizes 0.4 mm to 2.7 mm
67112 | IS 6452:2026 | 1

## Overview & Metrics (Original)
SIH-26108 - Indian Standards MVP Dataset Summary
Metric | Value
Total Primary Standards | 400
- Civil Engineering Department (CED) | 150
- Electrotechnical Department (ETD) | 150
- Metallurgical Engineering Department (MTD) | 100
Total Cross-References Extracted | 3501
Total Operative ISI Licences Captured | 14199
Total Active CRS Registrations | 0
Mandatory Standards Count by Department:
- CED Mandatory Standards | 39
- ETD Mandatory Standards | 19
- MTD Mandatory Standards | 34
Crawl State Status | 400 / 400 (100% Completed, Zero Failures)

## Allied & References (Original)
Primary Standard | Primary Title | Dept | Referenced Standard | Referenced Title | Allied Category | Type
IS 432 (Part 1):2026 | Specification for Mild Steel And Medium Tensile Steel Bars and Hard-Drawn Steel Wire for Concrete Reinforcement Part 1 Mild Steel and Medium Tensile Steel Bars Fourth Revision | CED | IS 1387:1993 | General requirements for the supply of metallurgical materials (Second Revision) | COMPONENT_PRODUCT | Indian
IS 432 (Part 1):2026 | Specification for Mild Steel And Medium Tensile Steel Bars and Hard-Drawn Steel Wire for Concrete Reinforcement Part 1 Mild Steel and Medium Tensile Steel Bars Fourth Revision | CED | IS 1732:1989 | Steel Bars, Round and Square for Structural and General Engineering Purposes - Dimensions (Second Revision) | REFERENCED_UNKNOWN | Indian
IS 432 (Part 1):2026 | Specification for Mild Steel And Medium Tensile Steel Bars and Hard-Drawn Steel Wire for Concrete Reinforcement Part 1 Mild Steel and Medium Tensile Steel Bars Fourth Revision | CED | IS 1852:1985 | Specification for rolling and cutting tolerances for hot - Rolled steel products (Fourth Revision) | COMPONENT_PRODUCT | Indian
IS 432 (Part 1):2026 | Specification for Mild Steel And Medium Tensile Steel Bars and Hard-Drawn Steel Wire for Concrete Reinforcement Part 1 Mild Steel and Medium Tensile Steel Bars Fourth Revision | CED | IS 2062:2011 | Hot rolled medium and high tensile structural steel - Specification (Seventh Revision) | COMPONENT_PRODUCT | Indian
IS 432 (Part 1):2026 | Specification for Mild Steel And Medium Tensile Steel Bars and Hard-Drawn Steel Wire for Concrete Reinforcement Part 1 Mild Steel and Medium Tensile Steel Bars Fourth Revision | CED | IS 1608 (Part 1):2022 | Metallic materials - Tensile testing - Part 1 : Method of test at room temperature ( Fifth Revision) | TEST_METHOD | Indian
IS 432 (Part 1):2026 | Specification for Mild Steel And Medium Tensile Steel Bars and Hard-Drawn Steel Wire for Concrete Reinforcement Part 1 Mild Steel and Medium Tensile Steel Bars Fourth Revision | CED | IS 1599:2023 | Metallic materials Bend test | TEST_METHOD | Indian
IS 2202 (Part 1):2023 | Wooden Flush Door Shutters (Solid Core Type) — Specification Part 1 Plywood Face Panels ( Seventh Revision ) | CED | IS 16015:2022 | Mortise locks and latches (Mechanically Operated) - Specification (first revision) | COMPONENT_PRODUCT | Indian
IS 2202 (Part 1):2023 | Wooden Flush Door Shutters (Solid Core Type) — Specification Part 1 Plywood Face Panels ( Seventh Revision ) | CED | IS 10428:2022 | Windows and Pedestrian Doors Vocabulary | TERMINOLOGY | Indian
IS 2202 (Part 1):2023 | Wooden Flush Door Shutters (Solid Core Type) — Specification Part 1 Plywood Face Panels ( Seventh Revision ) | CED | IS 12406:2025 | Medium Density Fibre Boards of Wood and Other Lignocellulosic Materials for General Purpose - Specification ( Third Revision ) | COMPONENT_PRODUCT | Indian
IS 2202 (Part 1):2023 | Wooden Flush Door Shutters (Solid Core Type) — Specification Part 1 Plywood Face Panels ( Seventh Revision ) | CED | IS 1328:2025 | Veneered Decorative Plywood - Specification ( Fourth Revision ) | COMPONENT_PRODUCT | Indian
IS 2202 (Part 1):2023 | Wooden Flush Door Shutters (Solid Core Type) — Specification Part 1 Plywood Face Panels ( Seventh Revision ) | CED | IS 14616:1999 | Laminated veneer lumber specification | COMPONENT_PRODUCT | Indian
IS 2202 (Part 1):2023 | Wooden Flush Door Shutters (Solid Core Type) — Specification Part 1 Plywood Face Panels ( Seventh Revision ) | CED | IS 2338 (Part 1):1967 | Code of practice for finishing of wood and wood based materials: Part 1 Operations and workmanship | INSTALLATION_CODE | Indian
IS 2202 (Part 1):2023 | Wooden Flush Door Shutters (Solid Core Type) — Specification Part 1 Plywood Face Panels ( Seventh Revision ) | CED | IS 303:2024 | IS 303: 2024 Plywood for General Purposes - Specification (fourth revision) ( Draft Second Amendment of IS 303:2024) ( ICS 79.060.10) | COMPONENT_PRODUCT | Indian
IS 2202 (Part 1):2023 | Wooden Flush Door Shutters (Solid Core Type) — Specification Part 1 Plywood Face Panels ( Seventh Revision ) | CED | IS 401:2001 | Preservation of Timber - Code of Practice (Fourth Revision) | INSTALLATION_CODE | Indian
IS 2202 (Part 1):2023 | Wooden Flush Door Shutters (Solid Core Type) — Specification Part 1 Plywood Face Panels ( Seventh Revision ) | CED | IS 4021:1995 | Timber door, window and ventilator frames - specification | COMPONENT_PRODUCT | Indian
IS 2202 (Part 1):2023 | Wooden Flush Door Shutters (Solid Core Type) — Specification Part 1 Plywood Face Panels ( Seventh Revision ) | CED | IS 4351:2024 | Steel Frames for Doors - Specification (Third Revision) | COMPONENT_PRODUCT | Indian
IS 2202 (Part 1):2023 | Wooden Flush Door Shutters (Solid Core Type) — Specification Part 1 Plywood Face Panels ( Seventh Revision ) | CED | IS 707:2011 | Timber Technology and Utilization of Wood, Bamboo and Cane - Glossary of Terms (Third Revision) | TERMINOLOGY | Indian
IS 2202 (Part 1):2023 | Wooden Flush Door Shutters (Solid Core Type) — Specification Part 1 Plywood Face Panels ( Seventh Revision ) | CED | IS 710:2024 | MARINE PLYWOOD - SPECIFICATION (Third Revision) | COMPONENT_PRODUCT | Indian
IS 2202 (Part 1):2023 | Wooden Flush Door Shutters (Solid Core Type) — Specification Part 1 Plywood Face Panels ( Seventh Revision ) | CED | IS 848:2025 | Synthetic Resin Adhesives for Plywood (Phenolic, Aminoplastic and Bio-Materials Based) - Specification ( Third Revision ) | COMPONENT_PRODUCT | Indian
IS 2202 (Part 1):2023 | Wooden Flush Door Shutters (Solid Core Type) — Specification Part 1 Plywood Face Panels ( Seventh Revision ) | CED | IS 2380 (Part 1 to 21):1977 | Methods of Test for Wood Particle Boards and Boards from Other Lignocellulosic Materials | TEST_METHOD | Indian
IS 2202 (Part 1):2023 | Wooden Flush Door Shutters (Solid Core Type) — Specification Part 1 Plywood Face Panels ( Seventh Revision ) | CED | IS 4020 (Part 1 to 16):1998 | Door shutters - Methods of tests (Third Revision) | TEST_METHOD | Indian
IS 2202 (Part 1):2023 | Wooden Flush Door Shutters (Solid Core Type) — Specification Part 1 Plywood Face Panels ( Seventh Revision ) | CED | IS 1708 (Part 1):1986 | Determination of moisture content (See IS 1708: PARTS 1 TO 18) | REFERENCED_UNKNOWN | Indian
IS 2202 (Part 1):2023 | Wooden Flush Door Shutters (Solid Core Type) — Specification Part 1 Plywood Face Panels ( Seventh Revision ) | CED | IS 16171:2014 | Veneer laminated lumber - Specification | COMPONENT_PRODUCT | Indian
IS 2191 (Part 1):2022 | Wooden Flush Door Shutters (Cellular, Hollow and Tubular Core Type) — Specification Part 1 Plywood Face Panels ( Fifth Revision ) | CED | IS 16015:2022 | Mortise locks and latches (Mechanically Operated) - Specification (first revision) | COMPONENT_PRODUCT | Indian
IS 2191 (Part 1):2022 | Wooden Flush Door Shutters (Cellular, Hollow and Tubular Core Type) — Specification Part 1 Plywood Face Panels ( Fifth Revision ) | CED | IS 10428:2022 | Windows and Pedestrian Doors Vocabulary | TERMINOLOGY | Indian
IS 2191 (Part 1):2022 | Wooden Flush Door Shutters (Cellular, Hollow and Tubular Core Type) — Specification Part 1 Plywood Face Panels ( Fifth Revision ) | CED | IS 12406:2025 | Medium Density Fibre Boards of Wood and Other Lignocellulosic Materials for General Purpose - Specification ( Third Revision ) | COMPONENT_PRODUCT | Indian
IS 2191 (Part 1):2022 | Wooden Flush Door Shutters (Cellular, Hollow and Tubular Core Type) — Specification Part 1 Plywood Face Panels ( Fifth Revision ) | CED | IS 12823:2025 | Prelaminated Medium Density Particle Boards from Wood and other Lignocellulosic Material Specification (Second Revision) | COMPONENT_PRODUCT | Indian
IS 2191 (Part 1):2022 | Wooden Flush Door Shutters (Cellular, Hollow and Tubular Core Type) — Specification Part 1 Plywood Face Panels ( Fifth Revision ) | CED | IS 1328:2025 | Veneered Decorative Plywood - Specification ( Fourth Revision ) | COMPONENT_PRODUCT | Indian
IS 2191 (Part 1):2022 | Wooden Flush Door Shutters (Cellular, Hollow and Tubular Core Type) — Specification Part 1 Plywood Face Panels ( Fifth Revision ) | CED | IS 14616:1999 | Laminated veneer lumber specification | COMPONENT_PRODUCT | Indian
IS 2191 (Part 1):2022 | Wooden Flush Door Shutters (Cellular, Hollow and Tubular Core Type) — Specification Part 1 Plywood Face Panels ( Fifth Revision ) | CED | IS 1658:2006 | Fibre hardboards - Specification (Third Revision) | COMPONENT_PRODUCT | Indian
IS 2191 (Part 1):2022 | Wooden Flush Door Shutters (Cellular, Hollow and Tubular Core Type) — Specification Part 1 Plywood Face Panels ( Fifth Revision ) | CED | IS 2191 (Part 1):2022 | Wooden Flush Door Shutters (Cellular, Hollow and Tubular Core Type) — Specification Part 1 Plywood Face Panels ( Fifth Revision ) | COMPONENT_PRODUCT | Indian
IS 2191 (Part 1):2022 | Wooden Flush Door Shutters (Cellular, Hollow and Tubular Core Type) — Specification Part 1 Plywood Face Panels ( Fifth Revision ) | CED | IS 2338 (Part 1):1967 | Code of practice for finishing of wood and wood based materials: Part 1 Operations and workmanship | INSTALLATION_CODE | Indian
IS 2191 (Part 1):2022 | Wooden Flush Door Shutters (Cellular, Hollow and Tubular Core Type) — Specification Part 1 Plywood Face Panels ( Fifth Revision ) | CED | IS 303:2024 | IS 303: 2024 Plywood for General Purposes - Specification (fourth revision) ( Draft Second Amendment of IS 303:2024) ( ICS 79.060.10) | COMPONENT_PRODUCT | Indian
IS 2191 (Part 1):2022 | Wooden Flush Door Shutters (Cellular, Hollow and Tubular Core Type) — Specification Part 1 Plywood Face Panels ( Fifth Revision ) | CED | IS 3087:2025 | Medium Density Particle Boards of Wood and other Lignocellulosic Materials for General Purpose - Specification ( Third Revision ) | COMPONENT_PRODUCT | Indian
IS 2191 (Part 1):2022 | Wooden Flush Door Shutters (Cellular, Hollow and Tubular Core Type) — Specification Part 1 Plywood Face Panels ( Fifth Revision ) | CED | IS 3097:2025 | Veneered Medium Density Particle Boards from Wood and other Lignocellulosic Material - Specification ( Third Revision ) | COMPONENT_PRODUCT | Indian
IS 2191 (Part 1):2022 | Wooden Flush Door Shutters (Cellular, Hollow and Tubular Core Type) — Specification Part 1 Plywood Face Panels ( Fifth Revision ) | CED | IS 4021:1995 | Timber door, window and ventilator frames - specification | COMPONENT_PRODUCT | Indian
IS 2191 (Part 1):2022 | Wooden Flush Door Shutters (Cellular, Hollow and Tubular Core Type) — Specification Part 1 Plywood Face Panels ( Fifth Revision ) | CED | IS 4351:2024 | Steel Frames for Doors - Specification (Third Revision) | COMPONENT_PRODUCT | Indian
IS 2191 (Part 1):2022 | Wooden Flush Door Shutters (Cellular, Hollow and Tubular Core Type) — Specification Part 1 Plywood Face Panels ( Fifth Revision ) | CED | IS 707:2011 | Timber Technology and Utilization of Wood, Bamboo and Cane - Glossary of Terms (Third Revision) | TERMINOLOGY | Indian
IS 2191 (Part 1):2022 | Wooden Flush Door Shutters (Cellular, Hollow and Tubular Core Type) — Specification Part 1 Plywood Face Panels ( Fifth Revision ) | CED | IS 710:2024 | MARINE PLYWOOD - SPECIFICATION (Third Revision) | COMPONENT_PRODUCT | Indian
IS 2191 (Part 1):2022 | Wooden Flush Door Shutters (Cellular, Hollow and Tubular Core Type) — Specification Part 1 Plywood Face Panels ( Fifth Revision ) | CED | IS 848:2025 | Synthetic Resin Adhesives for Plywood (Phenolic, Aminoplastic and Bio-Materials Based) - Specification ( Third Revision ) | COMPONENT_PRODUCT | Indian
IS 2191 (Part 1):2022 | Wooden Flush Door Shutters (Cellular, Hollow and Tubular Core Type) — Specification Part 1 Plywood Face Panels ( Fifth Revision ) | CED | IS 2380 (Part 1 to 21):1977 | Methods of Test for Wood Particle Boards and Boards from Other Lignocellulosic Materials | TEST_METHOD | Indian
IS 2191 (Part 1):2022 | Wooden Flush Door Shutters (Cellular, Hollow and Tubular Core Type) — Specification Part 1 Plywood Face Panels ( Fifth Revision ) | CED | IS 4020 (Part 1 to 16):1998 | Door shutters - Methods of tests (Third Revision) | TEST_METHOD | Indian
IS 2191 (Part 1):2022 | Wooden Flush Door Shutters (Cellular, Hollow and Tubular Core Type) — Specification Part 1 Plywood Face Panels ( Fifth Revision ) | CED | IS 1708 (Part 1):1986 | Determination of moisture content (See IS 1708: PARTS 1 TO 18) | REFERENCED_UNKNOWN | Indian
IS 2191 (Part 1):2022 | Wooden Flush Door Shutters (Cellular, Hollow and Tubular Core Type) — Specification Part 1 Plywood Face Panels ( Fifth Revision ) | CED | IS 16171:2014 | Veneer laminated lumber - Specification | COMPONENT_PRODUCT | Indian
IS 2191 (Part 1):2022 | Wooden Flush Door Shutters (Cellular, Hollow and Tubular Core Type) — Specification Part 1 Plywood Face Panels ( Fifth Revision ) | CED | IS/ISO 26262 (Part 1):2018 | ISO 26262-1 Road vehicles Functional safety Part 1: Vocabulary | TERMINOLOGY | Indian
IS 458:2021 | Precast Concrete Pipes (with and without Reinforcement) - | CED | IS 2324 (Part 2):1985 | Bonded Abrasive Grinding Wheels - Part 2 : Dimensions | REFERENCED_UNKNOWN | Indian
IS 458:2021 | Precast Concrete Pipes (with and without Reinforcement) - | CED | IS 269:2013 | Ordinary Portland Cement, 33 Grade | REFERENCED_UNKNOWN | Indian
IS 458:2021 | Precast Concrete Pipes (with and without Reinforcement) - | CED | IS 3812 (Part 1) : 2013 | Pulverized fuel ash - Specification: Part 1 For use as pozzolana in cement, cement mortar and concrete (Third Revision) | COMPONENT_PRODUCT | Indian
IS 458:2021 | Precast Concrete Pipes (with and without Reinforcement) - | CED | IS 12330:1988 | Specificatioon for Sulphate Resisting Portland Cement | REFERENCED_UNKNOWN | Indian
IS 458:2021 | Precast Concrete Pipes (with and without Reinforcement) - | CED | IS 1489 (Part 1):1991 | Specification for Portland pozzolana cement Part 1 Flyash based | COMPONENT_PRODUCT | Indian
IS 458:2021 | Precast Concrete Pipes (with and without Reinforcement) - | CED | IS 1489 (Part 2):1991 | Specification for Portland-pozzolana cement Part 2 calcined clay based | COMPONENT_PRODUCT | Indian
IS 458:2021 | Precast Concrete Pipes (with and without Reinforcement) - | CED | IS 1785 (Part 2):1983 | Specification for Plain Hard Drawn Steel Wire for Prestressed Concrete: Part 2 As-Drawn Wire (First Revision) | COMPONENT_PRODUCT | Indian
IS 458:2021 | Precast Concrete Pipes (with and without Reinforcement) - | CED | IS 1786:2008 | High Strength Deformed Steel Bars and Wires for Concrete Reinforcement - Specification (Fourth Revision) | COMPONENT_PRODUCT | Indian
IS 458:2021 | Precast Concrete Pipes (with and without Reinforcement) - | CED | IS 2062 (Part 1):2025 | Structural Steel - Part 1 - Hot Rolled Medium and High tensile Steel | REFERENCED_UNKNOWN | Indian
IS 458:2021 | Precast Concrete Pipes (with and without Reinforcement) - | CED | IS 3597:1998 | Concrete pipes - Methods of test | TEST_METHOD | Indian
IS 458:2021 | Precast Concrete Pipes (with and without Reinforcement) - | CED | IS 383:2016 | Coarse and Fine Aggregate for Concrete - Specification (Third Revision) | COMPONENT_PRODUCT | Indian
IS 458:2021 | Precast Concrete Pipes (with and without Reinforcement) - | CED | IS 432 (Part 1):2026 | Specification for Mild Steel And Medium Tensile Steel Bars and Hard-Drawn Steel Wire for Concrete Reinforcement Part 1 Mild Steel and Medium Tensile Steel Bars Fourth Revision | COMPONENT_PRODUCT | Indian
IS 458:2021 | Precast Concrete Pipes (with and without Reinforcement) - | CED | IS 432 (Part 2):1982 | Specification for Mild Steel and Medium Tensile Steel Bars and Hard-Drawn Steel Wire for Concrete Reinforcement: Part 2 Hard-Drawn Steel Wire (Third Revision) | COMPONENT_PRODUCT | Indian
IS 458:2021 | Precast Concrete Pipes (with and without Reinforcement) - | CED | IS 455:1989 | Portland Slag Cement - Specification | COMPONENT_PRODUCT | Indian
IS 458:2021 | Precast Concrete Pipes (with and without Reinforcement) - | CED | IS 456:2000 | Plain and reinforced concrete - Code of practice (Fourth Revision) | INSTALLATION_CODE | Indian
IS 458:2021 | Precast Concrete Pipes (with and without Reinforcement) - | CED | IS 4905:2015 | Random sampling and randomization procedures (First Revision) | REFERENCED_UNKNOWN | Indian
IS 458:2021 | Precast Concrete Pipes (with and without Reinforcement) - | CED | IS 516 (Part 2/Sec 3):2022 | Hardened Concrete - Methods of Test: Part 2 Properties of Hardened Concrete other than Strength: Section 3 Oxygen Permeability Index ( First Revision ) | TEST_METHOD | Indian
IS 458:2021 | Precast Concrete Pipes (with and without Reinforcement) - | CED | IS 5382:2025 | RUBBER SEALS JOINT RINGS FOR WATER SUPPLY DRAINAGE AND SEWERAGE PIPELINES SPECIFICATION FOR MATERIALS ( Third Revision ) | COMPONENT_PRODUCT | Indian
IS 458:2021 | Precast Concrete Pipes (with and without Reinforcement) - | CED | IS 5816:1999 | Splitting tensile strength of concrete - Method of test (First Revision) | TEST_METHOD | Indian
IS 458:2021 | Precast Concrete Pipes (with and without Reinforcement) - | CED | IS 7322:1985 | specials for steel cylinder reinforced concrete pipes | INSTALLATION_CODE | Indian
IS 458:2021 | Precast Concrete Pipes (with and without Reinforcement) - | CED | IS 8041:2026 | Rapid Hardening Portland Cement Specification Third Revision of IS 8041 | COMPONENT_PRODUCT | Indian
IS 458:2021 | Precast Concrete Pipes (with and without Reinforcement) - | CED | IS 8043:2026 | Hydrophobic Portland Cement Specification Third Revision of IS 8043 | COMPONENT_PRODUCT | Indian
IS 458:2021 | Precast Concrete Pipes (with and without Reinforcement) - | CED | IS 9103:1999 | Concrete Admixtures -Specification (First Revision) | COMPONENT_PRODUCT | Indian
IS 458:2021 | Precast Concrete Pipes (with and without Reinforcement) - | CED | IS 1785 (Part 1):1983 | Specification for Plain Hard - Drawn Steel Wire for Prestressed Concrete: Part 1 Cold Drawn Stress - Relieved Wire (Second Revision) | COMPONENT_PRODUCT | Indian
IS 269:2015 | Ordinary portland cement - Specification (Sixth Revision) | CED | IS 4031 (Part 7):1988 | Methods of Physical Tests for Hydraulic Cement: Part 7 Determination of Compressive Strength of Masonry Cement (First Revision) | TEST_METHOD | Indian
IS 269:2015 | Ordinary portland cement - Specification (Sixth Revision) | CED | IS 4031 (Part 8):1988 | Methods of Physical Tests for Hydraulic Cement: Part 8 Determination of Transverse and Compressive Strength of Plastic Mortar using Prism (First Revision) | TEST_METHOD | Indian
IS 269:2015 | Ordinary portland cement - Specification (Sixth Revision) | CED | IS 4031 (Part 10):1988 | Methods of Physical Tests for Hydraulic Cement: Part 10 Determination of Drying Shrinkage (First Revision) | TEST_METHOD | Indian
IS 269:2015 | Ordinary portland cement - Specification (Sixth Revision) | CED | IS 4031 (Part 13):1988 | Methods of Physical Tests for Hydraulic Cement - Part 13 : Measurement of Water Retentivity of Masonry Cement (First Revision) | TEST_METHOD | Indian
IS 269:2015 | Ordinary portland cement - Specification (Sixth Revision) | CED | IS 2580:1995 | Textiles - Jute sacking bags for packing cement - Specification (Third Revision) | COMPONENT_PRODUCT | Indian
IS 269:2015 | Ordinary portland cement - Specification (Sixth Revision) | CED | IS 3535:1986 | Methods of Sampling Hydraulic Cement (First revision) | REFERENCED_UNKNOWN | Indian
IS 269:2015 | Ordinary portland cement - Specification (Sixth Revision) | CED | IS 4031 (Part 1):1996 | Methods of Physical Tests for Hydraulic Cement: Part 1 Determination of Fineness by Dry Sieving (Second Revision) | TEST_METHOD | Indian
IS 269:2015 | Ordinary portland cement - Specification (Sixth Revision) | CED | IS 4031 (Part 11):1988 | Methods of Physical Tests for Hydraulic Cement: Part 11 Determination of Density (First Revision) | TEST_METHOD | Indian
IS 269:2015 | Ordinary portland cement - Specification (Sixth Revision) | CED | IS 4031 (Part 12):1988 | Methods of Physical Tests for Hydraulic Cement: Part 12 Determination of Air Content of Hydraulic Cement Mortar (First Revision) | TEST_METHOD | Indian
IS 269:2015 | Ordinary portland cement - Specification (Sixth Revision) | CED | IS 4031 (Part 2):1999 | Methods of Physical Tests for Hydraulic Cement: Part 2 Determination of fineness by Blaine air permeability method (Second Revision) | TEST_METHOD | Indian
IS 269:2015 | Ordinary portland cement - Specification (Sixth Revision) | CED | IS 4031 (Part 3):1988 | Methods of Physical Tests for Hydraulic Cement: Part 3 Determination of Soundness (First Revision) | TEST_METHOD | Indian
IS 269:2015 | Ordinary portland cement - Specification (Sixth Revision) | CED | IS 4031 (Part 4):1988 | Methods of Physical Tests for Hydraulic Cement: Part 4 Determination of Consistency of Standard Cement Paste (First Revision) | TEST_METHOD | Indian
IS 269:2015 | Ordinary portland cement - Specification (Sixth Revision) | CED | IS 4031 (Part 5):1988 | Methods of Physical Tests for Hydraulic Cement: Part 5 Determination of Initial and Final Setting Times (First Revision) | TEST_METHOD | Indian
IS 269:2015 | Ordinary portland cement - Specification (Sixth Revision) | CED | IS 4031 (Part 6):1988 | Methods of Physical Tests for Hydraulic Cement: Part 6 Determination of Compressive Strength of Hydraulic Cement other than Masonry Cement (First Revision) | TEST_METHOD | Indian
IS 269:2015 | Ordinary portland cement - Specification (Sixth Revision) | CED | IS 4031 (Part 9):1988 | Methods of Physical Tests for Hydraulic Cement: Part 9 Determination of Heat of Hydration (First Revision) | TEST_METHOD | Indian
IS 269:2015 | Ordinary portland cement - Specification (Sixth Revision) | CED | IS 4032:1985 | Method of Chemical Analysis of Hydraulic Cement (First Revision) | TEST_METHOD | Indian
IS 269:2015 | Ordinary portland cement - Specification (Sixth Revision) | CED | IS 4905:2015 | Random sampling and randomization procedures (First Revision) | REFERENCED_UNKNOWN | Indian
IS 269:2015 | Ordinary portland cement - Specification (Sixth Revision) | CED | IS 650:1991 | Standard sand for testing cement - Specification (Second Revision) | COMPONENT_PRODUCT | Indian
IS 1489 (Part 1) : 2015 | Portland Pozzolana Cement - Specification: Part 1 fly Ash Based (Fourth Revision) | CED | IS 4031 (Part 10):1988 | Methods of Physical Tests for Hydraulic Cement: Part 10 Determination of Drying Shrinkage (First Revision) | TEST_METHOD | Indian
IS 1489 (Part 1) : 2015 | Portland Pozzolana Cement - Specification: Part 1 fly Ash Based (Fourth Revision) | CED | IS 4031 (Part 13):1988 | Methods of Physical Tests for Hydraulic Cement - Part 13 : Measurement of Water Retentivity of Masonry Cement (First Revision) | TEST_METHOD | Indian
IS 1489 (Part 1) : 2015 | Portland Pozzolana Cement - Specification: Part 1 fly Ash Based (Fourth Revision) | CED | IS 4031 (Part 14):1989 | Hydraulic Cement - Methods of Physical Test: Part 14 Determination of False Set (First Revision) | TEST_METHOD | Indian
IS 1489 (Part 1) : 2015 | Portland Pozzolana Cement - Specification: Part 1 fly Ash Based (Fourth Revision) | CED | IS 11652:2000 | Textiles - Woven Sacks for Packing Cement - High Density Polyethylene (HDPE)/Polypropylene (PP) | REFERENCED_UNKNOWN | Indian
IS 1489 (Part 1) : 2015 | Portland Pozzolana Cement - Specification: Part 1 fly Ash Based (Fourth Revision) | CED | IS 11761:2024 | MULTI-WALL PAPER SACKS FOR CEMENT- SPECIFICATION ( Second Revision ) | COMPONENT_PRODUCT | Indian
IS 1489 (Part 1) : 2015 | Portland Pozzolana Cement - Specification: Part 1 fly Ash Based (Fourth Revision) | CED | IS 12089:1987 | Specification for Granulated Slag for the Manufacture Portland Slag Cement | COMPONENT_PRODUCT | Indian
IS 1489 (Part 1) : 2015 | Portland Pozzolana Cement - Specification: Part 1 fly Ash Based (Fourth Revision) | CED | IS 12423:1988 | Method for Colorimetric analysis of Hydraulic Cement | REFERENCED_UNKNOWN | Indian
IS 1489 (Part 1) : 2015 | Portland Pozzolana Cement - Specification: Part 1 fly Ash Based (Fourth Revision) | CED | IS 1727:1967 | Methods of Test for Pozzolanic Materials (First Revision) | TEST_METHOD | Indian
IS 1489 (Part 1) : 2015 | Portland Pozzolana Cement - Specification: Part 1 fly Ash Based (Fourth Revision) | CED | IS 2580:1995 | Textiles - Jute sacking bags for packing cement - Specification (Third Revision) | COMPONENT_PRODUCT | Indian
IS 1489 (Part 1) : 2015 | Portland Pozzolana Cement - Specification: Part 1 fly Ash Based (Fourth Revision) | CED | IS 3535:1986 | Methods of Sampling Hydraulic Cement (First revision) | REFERENCED_UNKNOWN | Indian
IS 1489 (Part 1) : 2015 | Portland Pozzolana Cement - Specification: Part 1 fly Ash Based (Fourth Revision) | CED | IS 3812:1981 | Fly Ash For Use As Pozzolana And Admixture | REFERENCED_UNKNOWN | Indian
IS 1489 (Part 1) : 2015 | Portland Pozzolana Cement - Specification: Part 1 fly Ash Based (Fourth Revision) | CED | IS 4031 (Part 1):1996 | Methods of Physical Tests for Hydraulic Cement: Part 1 Determination of Fineness by Dry Sieving (Second Revision) | TEST_METHOD | Indian
IS 1489 (Part 1) : 2015 | Portland Pozzolana Cement - Specification: Part 1 fly Ash Based (Fourth Revision) | CED | IS 4031 (Part 11):1988 | Methods of Physical Tests for Hydraulic Cement: Part 11 Determination of Density (First Revision) | TEST_METHOD | Indian
IS 1489 (Part 1) : 2015 | Portland Pozzolana Cement - Specification: Part 1 fly Ash Based (Fourth Revision) | CED | IS 4031 (Part 12):1988 | Methods of Physical Tests for Hydraulic Cement: Part 12 Determination of Air Content of Hydraulic Cement Mortar (First Revision) | TEST_METHOD | Indian
IS 1489 (Part 1) : 2015 | Portland Pozzolana Cement - Specification: Part 1 fly Ash Based (Fourth Revision) | CED | IS 4031 (Part 3):1988 | Methods of Physical Tests for Hydraulic Cement: Part 3 Determination of Soundness (First Revision) | TEST_METHOD | Indian
IS 1489 (Part 1) : 2015 | Portland Pozzolana Cement - Specification: Part 1 fly Ash Based (Fourth Revision) | CED | IS 4031 (Part 5):1988 | Methods of Physical Tests for Hydraulic Cement: Part 5 Determination of Initial and Final Setting Times (First Revision) | TEST_METHOD | Indian
IS 1489 (Part 1) : 2015 | Portland Pozzolana Cement - Specification: Part 1 fly Ash Based (Fourth Revision) | CED | IS 4845:2026 | Definitions and terminology relating to hydraulic cement First Revision of IS 4845 | TERMINOLOGY | Indian
IS 1489 (Part 1) : 2015 | Portland Pozzolana Cement - Specification: Part 1 fly Ash Based (Fourth Revision) | CED | IS 4905:2015 | Random sampling and randomization procedures (First Revision) | REFERENCED_UNKNOWN | Indian
IS 1489 (Part 1) : 2015 | Portland Pozzolana Cement - Specification: Part 1 fly Ash Based (Fourth Revision) | CED | IS 650:1991 | Standard sand for testing cement - Specification (Second Revision) | COMPONENT_PRODUCT | Indian
IS 1489 (Part 1) : 2015 | Portland Pozzolana Cement - Specification: Part 1 fly Ash Based (Fourth Revision) | CED | IS 11653:1986 | Polypropylene (PP) woven sacks for packing cement | REFERENCED_UNKNOWN | Indian
IS 455:2015 | Portland slag cement - Specification (fifth revision) | CED | IS 269:2013 | Ordinary Portland Cement, 33 Grade | REFERENCED_UNKNOWN | Indian
IS 455:2015 | Portland slag cement - Specification (fifth revision) | CED | IS 11652:2000 | Textiles - Woven Sacks for Packing Cement - High Density Polyethylene (HDPE)/Polypropylene (PP) | REFERENCED_UNKNOWN | Indian
IS 455:2015 | Portland slag cement - Specification (fifth revision) | CED | IS 11761:2024 | MULTI-WALL PAPER SACKS FOR CEMENT- SPECIFICATION ( Second Revision ) | COMPONENT_PRODUCT | Indian
IS 455:2015 | Portland slag cement - Specification (fifth revision) | CED | IS 12089:1987 | Specification for Granulated Slag for the Manufacture Portland Slag Cement | COMPONENT_PRODUCT | Indian
IS 455:2015 | Portland slag cement - Specification (fifth revision) | CED | IS 12154:1987 | Specification for light weight jute bags for packing cement | COMPONENT_PRODUCT | Indian
IS 455:2015 | Portland slag cement - Specification (fifth revision) | CED | IS 12174:1987 | Specification for jute synthetic union bags for packing cement | COMPONENT_PRODUCT | Indian
IS 455:2015 | Portland slag cement - Specification (fifth revision) | CED | IS 12423:1988 | Method for Colorimetric analysis of Hydraulic Cement | REFERENCED_UNKNOWN | Indian
IS 455:2015 | Portland slag cement - Specification (fifth revision) | CED | IS 2:2022 | RULES FOR ROUNDING OFF NUMERICAL VALUES (Second Revision) | REFERENCED_UNKNOWN | Indian
IS 455:2015 | Portland slag cement - Specification (fifth revision) | CED | IS 2580:1995 | Textiles - Jute sacking bags for packing cement - Specification (Third Revision) | COMPONENT_PRODUCT | Indian
IS 455:2015 | Portland slag cement - Specification (fifth revision) | CED | IS 3535:1986 | Methods of Sampling Hydraulic Cement (First revision) | REFERENCED_UNKNOWN | Indian
IS 455:2015 | Portland slag cement - Specification (fifth revision) | CED | IS 650:1991 | Standard sand for testing cement - Specification (Second Revision) | COMPONENT_PRODUCT | Indian
IS 455:2015 | Portland slag cement - Specification (fifth revision) | CED | IS 11653:1986 | Polypropylene (PP) woven sacks for packing cement | REFERENCED_UNKNOWN | Indian
IS 1489 (Part 2):2015 | Portland Pozzolana Cement - Specification: Part 2 Calcined Clay Based (Fourth Revision) | CED | IS 4031 (Part 10):1988 | Methods of Physical Tests for Hydraulic Cement: Part 10 Determination of Drying Shrinkage (First Revision) | TEST_METHOD | Indian
IS 1489 (Part 2):2015 | Portland Pozzolana Cement - Specification: Part 2 Calcined Clay Based (Fourth Revision) | CED | IS 4031 (Part 13):1988 | Methods of Physical Tests for Hydraulic Cement - Part 13 : Measurement of Water Retentivity of Masonry Cement (First Revision) | TEST_METHOD | Indian
IS 1489 (Part 2):2015 | Portland Pozzolana Cement - Specification: Part 2 Calcined Clay Based (Fourth Revision) | CED | IS 4031 (Part 14):1989 | Hydraulic Cement - Methods of Physical Test: Part 14 Determination of False Set (First Revision) | TEST_METHOD | Indian
IS 1489 (Part 2):2015 | Portland Pozzolana Cement - Specification: Part 2 Calcined Clay Based (Fourth Revision) | CED | IS 11652:2000 | Textiles - Woven Sacks for Packing Cement - High Density Polyethylene (HDPE)/Polypropylene (PP) | REFERENCED_UNKNOWN | Indian
IS 1489 (Part 2):2015 | Portland Pozzolana Cement - Specification: Part 2 Calcined Clay Based (Fourth Revision) | CED | IS 11761:2024 | MULTI-WALL PAPER SACKS FOR CEMENT- SPECIFICATION ( Second Revision ) | COMPONENT_PRODUCT | Indian
IS 1489 (Part 2):2015 | Portland Pozzolana Cement - Specification: Part 2 Calcined Clay Based (Fourth Revision) | CED | IS 12154:1987 | Specification for light weight jute bags for packing cement | COMPONENT_PRODUCT | Indian
IS 1489 (Part 2):2015 | Portland Pozzolana Cement - Specification: Part 2 Calcined Clay Based (Fourth Revision) | CED | IS 12174:1987 | Specification for jute synthetic union bags for packing cement | COMPONENT_PRODUCT | Indian
IS 1489 (Part 2):2015 | Portland Pozzolana Cement - Specification: Part 2 Calcined Clay Based (Fourth Revision) | CED | IS 12423:1988 | Method for Colorimetric analysis of Hydraulic Cement | REFERENCED_UNKNOWN | Indian
IS 1489 (Part 2):2015 | Portland Pozzolana Cement - Specification: Part 2 Calcined Clay Based (Fourth Revision) | CED | IS 1344:1981 | Specification for Calcined Clay Pozzolana (Second Revision) | COMPONENT_PRODUCT | Indian
IS 1489 (Part 2):2015 | Portland Pozzolana Cement - Specification: Part 2 Calcined Clay Based (Fourth Revision) | CED | IS 1727:1967 | Methods of Test for Pozzolanic Materials (First Revision) | TEST_METHOD | Indian
IS 1489 (Part 2):2015 | Portland Pozzolana Cement - Specification: Part 2 Calcined Clay Based (Fourth Revision) | CED | IS 2580:1995 | Textiles - Jute sacking bags for packing cement - Specification (Third Revision) | COMPONENT_PRODUCT | Indian
IS 1489 (Part 2):2015 | Portland Pozzolana Cement - Specification: Part 2 Calcined Clay Based (Fourth Revision) | CED | IS 3535:1986 | Methods of Sampling Hydraulic Cement (First revision) | REFERENCED_UNKNOWN | Indian
IS 1489 (Part 2):2015 | Portland Pozzolana Cement - Specification: Part 2 Calcined Clay Based (Fourth Revision) | CED | IS 3812:1981 | Fly Ash For Use As Pozzolana And Admixture | REFERENCED_UNKNOWN | Indian
IS 1489 (Part 2):2015 | Portland Pozzolana Cement - Specification: Part 2 Calcined Clay Based (Fourth Revision) | CED | IS 4031 (Part 1):1996 | Methods of Physical Tests for Hydraulic Cement: Part 1 Determination of Fineness by Dry Sieving (Second Revision) | TEST_METHOD | Indian
IS 1489 (Part 2):2015 | Portland Pozzolana Cement - Specification: Part 2 Calcined Clay Based (Fourth Revision) | CED | IS 4031 (Part 11):1988 | Methods of Physical Tests for Hydraulic Cement: Part 11 Determination of Density (First Revision) | TEST_METHOD | Indian
IS 1489 (Part 2):2015 | Portland Pozzolana Cement - Specification: Part 2 Calcined Clay Based (Fourth Revision) | CED | IS 4031 (Part 12):1988 | Methods of Physical Tests for Hydraulic Cement: Part 12 Determination of Air Content of Hydraulic Cement Mortar (First Revision) | TEST_METHOD | Indian
IS 1489 (Part 2):2015 | Portland Pozzolana Cement - Specification: Part 2 Calcined Clay Based (Fourth Revision) | CED | IS 4032:1985 | Method of Chemical Analysis of Hydraulic Cement (First Revision) | TEST_METHOD | Indian
IS 1489 (Part 2):2015 | Portland Pozzolana Cement - Specification: Part 2 Calcined Clay Based (Fourth Revision) | CED | IS 4845:2026 | Definitions and terminology relating to hydraulic cement First Revision of IS 4845 | TERMINOLOGY | Indian
IS 1489 (Part 2):2015 | Portland Pozzolana Cement - Specification: Part 2 Calcined Clay Based (Fourth Revision) | CED | IS 4905:2015 | Random sampling and randomization procedures (First Revision) | REFERENCED_UNKNOWN | Indian
IS 1489 (Part 2):2015 | Portland Pozzolana Cement - Specification: Part 2 Calcined Clay Based (Fourth Revision) | CED | IS 650:1991 | Standard sand for testing cement - Specification (Second Revision) | COMPONENT_PRODUCT | Indian
IS 1489 (Part 2):2015 | Portland Pozzolana Cement - Specification: Part 2 Calcined Clay Based (Fourth Revision) | CED | IS 11653:1986 | Polypropylene (PP) woven sacks for packing cement | REFERENCED_UNKNOWN | Indian
IS 3812 (Part 2):2013 | Pulverized Fuel Ash - Specification: Part 2 For use as Admixture in Cement Mortar and Concrete (Third Revision) | CED | IS 1727:1967 | Methods of Test for Pozzolanic Materials (First Revision) | TEST_METHOD | Indian
IS 3812 (Part 2):2013 | Pulverized Fuel Ash - Specification: Part 2 For use as Admixture in Cement Mortar and Concrete (Third Revision) | CED | IS 1905:1987 | Structural use of unreinforced masonry - Code of practice (Third Revision) | INSTALLATION_CODE | Indian
IS 3812 (Part 2):2013 | Pulverized Fuel Ash - Specification: Part 2 For use as Admixture in Cement Mortar and Concrete (Third Revision) | CED | IS 4032:1985 | Method of Chemical Analysis of Hydraulic Cement (First Revision) | TEST_METHOD | Indian
IS 3812 (Part 2):2013 | Pulverized Fuel Ash - Specification: Part 2 For use as Admixture in Cement Mortar and Concrete (Third Revision) | CED | IS 4082:1996 | Stacking and storage of construction materials and components at site - Recommendations (Second Revision) | REFERENCED_UNKNOWN | Indian
IS 3812 (Part 2):2013 | Pulverized Fuel Ash - Specification: Part 2 For use as Admixture in Cement Mortar and Concrete (Third Revision) | CED | IS 4305:2026 | Glossary of terms relating to pozzolana (First Revision) | TERMINOLOGY | Indian
IS 3812 (Part 2):2013 | Pulverized Fuel Ash - Specification: Part 2 For use as Admixture in Cement Mortar and Concrete (Third Revision) | CED | IS 6491:1972 | Methods of sampling fly ash | REFERENCED_UNKNOWN | Indian
IS 8041:2026 | Rapid Hardening Portland Cement Specification Third Revision of IS 8041 | CED | IS 269:2015 | Ordinary portland cement - Specification (Sixth Revision) | COMPONENT_PRODUCT | Indian
IS 8041:2026 | Rapid Hardening Portland Cement Specification Third Revision of IS 8041 | CED | IS 4031 (Part 8):1988 | Methods of Physical Tests for Hydraulic Cement: Part 8 Determination of Transverse and Compressive Strength of Plastic Mortar using Prism (First Revision) | TEST_METHOD | Indian
IS 8041:2026 | Rapid Hardening Portland Cement Specification Third Revision of IS 8041 | CED | IS 4031 (Part 14):1989 | Hydraulic Cement - Methods of Physical Test: Part 14 Determination of False Set (First Revision) | TEST_METHOD | Indian
IS 8041:2026 | Rapid Hardening Portland Cement Specification Third Revision of IS 8041 | CED | IS 11652:2017 | Amendment no. 4 to IS 11652 : 2017 Textiles - High density polyethylene (HDPE)/ polypropylene (PP) woven sacks for packaging of 50 kg cement - Specification (third revision) | COMPONENT_PRODUCT | Indian
IS 8041:2026 | Rapid Hardening Portland Cement Specification Third Revision of IS 8041 | CED | IS 12423:1988 | Method for Colorimetric analysis of Hydraulic Cement | REFERENCED_UNKNOWN | Indian
IS 8041:2026 | Rapid Hardening Portland Cement Specification Third Revision of IS 8041 | CED | IS 3535:1986 | Methods of Sampling Hydraulic Cement (First revision) | REFERENCED_UNKNOWN | Indian
IS 8041:2026 | Rapid Hardening Portland Cement Specification Third Revision of IS 8041 | CED | IS 4031 (Part 2):1999 | Methods of Physical Tests for Hydraulic Cement: Part 2 Determination of fineness by Blaine air permeability method (Second Revision) | TEST_METHOD | Indian
IS 8041:2026 | Rapid Hardening Portland Cement Specification Third Revision of IS 8041 | CED | IS 4031 (Part 3):1988 | Methods of Physical Tests for Hydraulic Cement: Part 3 Determination of Soundness (First Revision) | TEST_METHOD | Indian
IS 8041:2026 | Rapid Hardening Portland Cement Specification Third Revision of IS 8041 | CED | IS 4031 (Part 5):1988 | Methods of Physical Tests for Hydraulic Cement: Part 5 Determination of Initial and Final Setting Times (First Revision) | TEST_METHOD | Indian
IS 8041:2026 | Rapid Hardening Portland Cement Specification Third Revision of IS 8041 | CED | IS 4031 (Part 6):1988 | Methods of Physical Tests for Hydraulic Cement: Part 6 Determination of Compressive Strength of Hydraulic Cement other than Masonry Cement (First Revision) | TEST_METHOD | Indian
IS 8041:2026 | Rapid Hardening Portland Cement Specification Third Revision of IS 8041 | CED | IS 4032:1985 | Method of Chemical Analysis of Hydraulic Cement (First Revision) | TEST_METHOD | Indian
IS 8041:2026 | Rapid Hardening Portland Cement Specification Third Revision of IS 8041 | CED | IS 4905:2015 | Random sampling and randomization procedures (First Revision) | REFERENCED_UNKNOWN | Indian
IS 8041:2026 | Rapid Hardening Portland Cement Specification Third Revision of IS 8041 | CED | IS 650:1991 | Standard sand for testing cement - Specification (Second Revision) | COMPONENT_PRODUCT | Indian
IS 8041:2026 | Rapid Hardening Portland Cement Specification Third Revision of IS 8041 | CED | IS 11761:2024 | MULTI-WALL PAPER SACKS FOR CEMENT- SPECIFICATION ( Second Revision ) | COMPONENT_PRODUCT | Indian
IS 8041:2026 | Rapid Hardening Portland Cement Specification Third Revision of IS 8041 | CED | IS 4845:2026 | Definitions and terminology relating to hydraulic cement First Revision of IS 4845 | TERMINOLOGY | Indian
IS 8043:2026 | Hydrophobic Portland Cement Specification Third Revision of IS 8043 | CED | IS 269:2015 | Ordinary portland cement - Specification (Sixth Revision) | COMPONENT_PRODUCT | Indian
IS 8043:2026 | Hydrophobic Portland Cement Specification Third Revision of IS 8043 | CED | IS 4031 (Part 8):1988 | Methods of Physical Tests for Hydraulic Cement: Part 8 Determination of Transverse and Compressive Strength of Plastic Mortar using Prism (First Revision) | TEST_METHOD | Indian
IS 8043:2026 | Hydrophobic Portland Cement Specification Third Revision of IS 8043 | CED | IS 11652:2017 | Amendment no. 4 to IS 11652 : 2017 Textiles - High density polyethylene (HDPE)/ polypropylene (PP) woven sacks for packaging of 50 kg cement - Specification (third revision) | COMPONENT_PRODUCT | Indian
IS 8043:2026 | Hydrophobic Portland Cement Specification Third Revision of IS 8043 | CED | IS 12089:1987 | Specification for Granulated Slag for the Manufacture Portland Slag Cement | COMPONENT_PRODUCT | Indian
IS 8043:2026 | Hydrophobic Portland Cement Specification Third Revision of IS 8043 | CED | IS 4031 (Part 2):1999 | Methods of Physical Tests for Hydraulic Cement: Part 2 Determination of fineness by Blaine air permeability method (Second Revision) | TEST_METHOD | Indian
IS 8043:2026 | Hydrophobic Portland Cement Specification Third Revision of IS 8043 | CED | IS 4031 (Part 6):1988 | Methods of Physical Tests for Hydraulic Cement: Part 6 Determination of Compressive Strength of Hydraulic Cement other than Masonry Cement (First Revision) | TEST_METHOD | Indian
IS 8043:2026 | Hydrophobic Portland Cement Specification Third Revision of IS 8043 | CED | IS 4905:2015 | Random sampling and randomization procedures (First Revision) | REFERENCED_UNKNOWN | Indian
IS 8043:2026 | Hydrophobic Portland Cement Specification Third Revision of IS 8043 | CED | IS 1:1968 | Specification for the national flag of India (cotton khadi) (second revision) | COMPONENT_PRODUCT | Indian
IS 8043:2026 | Hydrophobic Portland Cement Specification Third Revision of IS 8043 | CED | IS 16353:2015 | Portland Cement Clinker - Specification | COMPONENT_PRODUCT | Indian
IS 8043:2026 | Hydrophobic Portland Cement Specification Third Revision of IS 8043 | CED | IS 11761:2024 | MULTI-WALL PAPER SACKS FOR CEMENT- SPECIFICATION ( Second Revision ) | COMPONENT_PRODUCT | Indian
IS 8043:2026 | Hydrophobic Portland Cement Specification Third Revision of IS 8043 | CED | IS 4845:2026 | Definitions and terminology relating to hydraulic cement First Revision of IS 4845 | TERMINOLOGY | Indian
IS 16172:2023 | Reinforcement Couplers for Mechanical Splices of Steel Bars in Concrete - Specification (First Revision) | CED | IS 1786:2008 | High Strength Deformed Steel Bars and Wires for Concrete Reinforcement - Specification (Fourth Revision) | COMPONENT_PRODUCT | Indian
IS 16172:2023 | Reinforcement Couplers for Mechanical Splices of Steel Bars in Concrete - Specification (First Revision) | CED | IS 4905:2015 | Random sampling and randomization procedures (First Revision) | REFERENCED_UNKNOWN | Indian
IS 16172:2023 | Reinforcement Couplers for Mechanical Splices of Steel Bars in Concrete - Specification (First Revision) | CED | IS 17570 (Part 3):2021 | Air Filters for general ventilation Part 3 Determination of the gravimetric efficiency and the air flow resistance versus the mass of test dust captured | TEST_METHOD | Indian
IS 16172:2023 | Reinforcement Couplers for Mechanical Splices of Steel Bars in Concrete - Specification (First Revision) | CED | IS 18215:2023 | Stainless Steel Neti Pot Specification | COMPONENT_PRODUCT | Indian
IS 16172:2023 | Reinforcement Couplers for Mechanical Splices of Steel Bars in Concrete - Specification (First Revision) | CED | IS 18226:2023 | Soy Dahi (Non-Dairy Product) - Specification | COMPONENT_PRODUCT | Indian
IS 16172:2023 | Reinforcement Couplers for Mechanical Splices of Steel Bars in Concrete - Specification (First Revision) | CED | ISO 15835 (Part 1):2018 |  | REFERENCED_UNKNOWN | International
IS 16172:2023 | Reinforcement Couplers for Mechanical Splices of Steel Bars in Concrete - Specification (First Revision) | CED | ISO 15835 (Part 2):2018 |  | REFERENCED_UNKNOWN | International
IS 16172:2023 | Reinforcement Couplers for Mechanical Splices of Steel Bars in Concrete - Specification (First Revision) | CED | ISO 15835 (Part 3):2018 |  | REFERENCED_UNKNOWN | International
IS 8042:2015 | White Portland Cement - Specification (Third Revision) | CED | IS 269:2013 | Ordinary Portland Cement, 33 Grade | REFERENCED_UNKNOWN | Indian
IS 8042:2015 | White Portland Cement - Specification (Third Revision) | CED | IS 4031 (Part 7):1988 | Methods of Physical Tests for Hydraulic Cement: Part 7 Determination of Compressive Strength of Masonry Cement (First Revision) | TEST_METHOD | Indian
IS 8042:2015 | White Portland Cement - Specification (Third Revision) | CED | IS 4031 (Part 8):1988 | Methods of Physical Tests for Hydraulic Cement: Part 8 Determination of Transverse and Compressive Strength of Plastic Mortar using Prism (First Revision) | TEST_METHOD | Indian
IS 8042:2015 | White Portland Cement - Specification (Third Revision) | CED | IS 4031 (Part 10):1988 | Methods of Physical Tests for Hydraulic Cement: Part 10 Determination of Drying Shrinkage (First Revision) | TEST_METHOD | Indian
IS 8042:2015 | White Portland Cement - Specification (Third Revision) | CED | IS 4031 (Part 13):1988 | Methods of Physical Tests for Hydraulic Cement - Part 13 : Measurement of Water Retentivity of Masonry Cement (First Revision) | TEST_METHOD | Indian
IS 8042:2015 | White Portland Cement - Specification (Third Revision) | CED | IS 11652:2000 | Textiles - Woven Sacks for Packing Cement - High Density Polyethylene (HDPE)/Polypropylene (PP) | REFERENCED_UNKNOWN | Indian
IS 8042:2015 | White Portland Cement - Specification (Third Revision) | CED | IS 11761:2024 | MULTI-WALL PAPER SACKS FOR CEMENT- SPECIFICATION ( Second Revision ) | COMPONENT_PRODUCT | Indian
IS 8042:2015 | White Portland Cement - Specification (Third Revision) | CED | IS 12154:1987 | Specification for light weight jute bags for packing cement | COMPONENT_PRODUCT | Indian
IS 8042:2015 | White Portland Cement - Specification (Third Revision) | CED | IS 12174:1987 | Specification for jute synthetic union bags for packing cement | COMPONENT_PRODUCT | Indian
IS 8042:2015 | White Portland Cement - Specification (Third Revision) | CED | IS 12423:1988 | Method for Colorimetric analysis of Hydraulic Cement | REFERENCED_UNKNOWN | Indian
IS 8042:2015 | White Portland Cement - Specification (Third Revision) | CED | IS 2580:1995 | Textiles - Jute sacking bags for packing cement - Specification (Third Revision) | COMPONENT_PRODUCT | Indian
IS 8042:2015 | White Portland Cement - Specification (Third Revision) | CED | IS 4031 (Part 1):1996 | Methods of Physical Tests for Hydraulic Cement: Part 1 Determination of Fineness by Dry Sieving (Second Revision) | TEST_METHOD | Indian
IS 8042:2015 | White Portland Cement - Specification (Third Revision) | CED | IS 4031 (Part 11):1988 | Methods of Physical Tests for Hydraulic Cement: Part 11 Determination of Density (First Revision) | TEST_METHOD | Indian
IS 8042:2015 | White Portland Cement - Specification (Third Revision) | CED | IS 4031 (Part 12):1988 | Methods of Physical Tests for Hydraulic Cement: Part 12 Determination of Air Content of Hydraulic Cement Mortar (First Revision) | TEST_METHOD | Indian
IS 8042:2015 | White Portland Cement - Specification (Third Revision) | CED | IS 4031 (Part 2):1999 | Methods of Physical Tests for Hydraulic Cement: Part 2 Determination of fineness by Blaine air permeability method (Second Revision) | TEST_METHOD | Indian
IS 8042:2015 | White Portland Cement - Specification (Third Revision) | CED | IS 4031 (Part 3):1988 | Methods of Physical Tests for Hydraulic Cement: Part 3 Determination of Soundness (First Revision) | TEST_METHOD | Indian
IS 8042:2015 | White Portland Cement - Specification (Third Revision) | CED | IS 4031 (Part 4):1988 | Methods of Physical Tests for Hydraulic Cement: Part 4 Determination of Consistency of Standard Cement Paste (First Revision) | TEST_METHOD | Indian
IS 8042:2015 | White Portland Cement - Specification (Third Revision) | CED | IS 4031 (Part 5):1988 | Methods of Physical Tests for Hydraulic Cement: Part 5 Determination of Initial and Final Setting Times (First Revision) | TEST_METHOD | Indian
IS 8042:2015 | White Portland Cement - Specification (Third Revision) | CED | IS 4031 (Part 6):1988 | Methods of Physical Tests for Hydraulic Cement: Part 6 Determination of Compressive Strength of Hydraulic Cement other than Masonry Cement (First Revision) | TEST_METHOD | Indian
IS 8042:2015 | White Portland Cement - Specification (Third Revision) | CED | IS 4031 (Part 9):1988 | Methods of Physical Tests for Hydraulic Cement: Part 9 Determination of Heat of Hydration (First Revision) | TEST_METHOD | Indian
IS 8042:2015 | White Portland Cement - Specification (Third Revision) | CED | IS 4032:1985 | Method of Chemical Analysis of Hydraulic Cement (First Revision) | TEST_METHOD | Indian
IS 8042:2015 | White Portland Cement - Specification (Third Revision) | CED | IS 4845:2026 | Definitions and terminology relating to hydraulic cement First Revision of IS 4845 | TERMINOLOGY | Indian
IS 8042:2015 | White Portland Cement - Specification (Third Revision) | CED | IS 4905:2015 | Random sampling and randomization procedures (First Revision) | REFERENCED_UNKNOWN | Indian
IS 8042:2015 | White Portland Cement - Specification (Third Revision) | CED | IS 11653:1986 | Polypropylene (PP) woven sacks for packing cement | REFERENCED_UNKNOWN | Indian
IS 1786:2008 | High Strength Deformed Steel Bars and Wires for Concrete Reinforcement - Specification (Fourth Revision) | CED | IS 1608:2005 | Mechanical testing of metals - Tensile Testing | TEST_METHOD | Indian
IS 3564:2025 | Hydraulically Regulated Door Closers - Specification Fifth Revision of IS 3564 Amalgamating IS 14912 | CED | IS 4905:2015 | Random sampling and randomization procedures (First Revision) | REFERENCED_UNKNOWN | Indian
IS 3564:2025 | Hydraulically Regulated Door Closers - Specification Fifth Revision of IS 3564 Amalgamating IS 14912 | CED | IS 3614:2021 | Fire Doors and Doorsets - Specification (first revision) | COMPONENT_PRODUCT | Indian
IS 3564:2025 | Hydraulically Regulated Door Closers - Specification Fifth Revision of IS 3564 Amalgamating IS 14912 | CED | IS 5528:2024 | Corrosion Tests in Artificial Atmospheres - Salt Spray Tests (second revision) | REFERENCED_UNKNOWN | Indian
IS 1328:2025 | Veneered Decorative Plywood - Specification ( Fourth Revision ) | CED | IS 13745:2020 | Method for Determination of Formaldehyde Content in Wood-Based Panels by Extraction Method Called Perforator Method ( First Revision ) | REFERENCED_UNKNOWN | Indian
IS 1328:2025 | Veneered Decorative Plywood - Specification ( Fourth Revision ) | CED | IS 1734 (Part 1 to 20):1983 | Methods of test for plywood | TEST_METHOD | Indian
IS 1328:2025 | Veneered Decorative Plywood - Specification ( Fourth Revision ) | CED | IS 4905:2015 | Random sampling and randomization procedures (First Revision) | REFERENCED_UNKNOWN | Indian
IS 1328:2025 | Veneered Decorative Plywood - Specification ( Fourth Revision ) | CED | IS/ISO 12460-1:2007 | Wood based panels - Determination of formaldehyde release: Part 1 formaldehyde emission by the 1 - Cubic - Metre chamber method | REFERENCED_UNKNOWN | Indian
IS 1328:2025 | Veneered Decorative Plywood - Specification ( Fourth Revision ) | CED | IS 4972 (Part 2):2022 | Resistance Spot Welding Part 2 Electrode Holders - Morse Taper Fixing (First Revision of IS 4972) | REFERENCED_UNKNOWN | Indian
IS 903:2025 | Fire Hose Delivery Couplings, Branch Pipe, Nozzles and Nozzle Spanner - Specification (Fifth Revision) | CED | IS 291:1989 | Naval brass rods and sections for machining purposes - Specification (Third Revision) | COMPONENT_PRODUCT | Indian
IS 903:2025 | Fire Hose Delivery Couplings, Branch Pipe, Nozzles and Nozzle Spanner - Specification (Fifth Revision) | CED | IS 292:1983 | Specification for leaded brass ingots and casting (Second Revision) | COMPONENT_PRODUCT | Indian
IS 903:2025 | Fire Hose Delivery Couplings, Branch Pipe, Nozzles and Nozzle Spanner - Specification (Fifth Revision) | CED | IS 304:1981 | Specification for high tensile brass ingots and castings (Second Revision) | COMPONENT_PRODUCT | Indian
IS 903:2025 | Fire Hose Delivery Couplings, Branch Pipe, Nozzles and Nozzle Spanner - Specification (Fifth Revision) | CED | IS 318:1981 | Specification for leaded tin bronze ingots and castings (Second Revision) | COMPONENT_PRODUCT | Indian
IS 903:2025 | Fire Hose Delivery Couplings, Branch Pipe, Nozzles and Nozzle Spanner - Specification (Fifth Revision) | CED | IS 3444:1999 | Corrosion resistant high alloy steel and nickel base castings for general applications - Specification (Third Revision) | COMPONENT_PRODUCT | Indian
IS 903:2025 | Fire Hose Delivery Couplings, Branch Pipe, Nozzles and Nozzle Spanner - Specification (Fifth Revision) | CED | IS 6528:2024 | Stainless steel wire - Specification ( Second Revision ) | COMPONENT_PRODUCT | Indian
IS 903:2025 | Fire Hose Delivery Couplings, Branch Pipe, Nozzles and Nozzle Spanner - Specification (Fifth Revision) | CED | IS 6912:2025 | Copper and Copper Alloys Forging Stock and Forging - Specification ( Third Revision ) | COMPONENT_PRODUCT | Indian
IS 903:2025 | Fire Hose Delivery Couplings, Branch Pipe, Nozzles and Nozzle Spanner - Specification (Fifth Revision) | CED | IS 7608:1987 | Specification for phosphor bronze wire for general engineering purposes (First Revision) | COMPONENT_PRODUCT | Indian
IS 903:2025 | Fire Hose Delivery Couplings, Branch Pipe, Nozzles and Nozzle Spanner - Specification (Fifth Revision) | CED | IS 937:1981 | Specification for Washers For Water Fittings For Fire Fighting Purposes (Second Revision) | COMPONENT_PRODUCT | Indian
IS 2556 (Part 3):2024 | Vitreous China Sanitary Appliances - Specification Part 3 Specific Requirements of Squatting Pans (sixth revision) | CED | IS 2556 (Part 7):1995 | Vitreous sanitary appliances (Vitreous China) - Specification: Part 7 Specific requirements of accessories for sanitary appliances (third revision) | COMPONENT_PRODUCT | Indian
IS 2556 (Part 3):2024 | Vitreous China Sanitary Appliances - Specification Part 3 Specific Requirements of Squatting Pans (sixth revision) | CED | IS 9140:1996 | Methods for sampling of vitreous and fire clay sanitary appliances (Second Revision) | REFERENCED_UNKNOWN | Indian
IS 2556 (Part 3):2024 | Vitreous China Sanitary Appliances - Specification Part 3 Specific Requirements of Squatting Pans (sixth revision) | CED | IS 16595 (Part 302):2023 | Ergonomics of human-system Interaction Part 302: Terminology for electronic visual displays ISO 9241-302 | TERMINOLOGY | Indian
IS 2556 (Part 3):2024 | Vitreous China Sanitary Appliances - Specification Part 3 Specific Requirements of Squatting Pans (sixth revision) | CED | IS 18180 (Part 1):2023 | Geometrical product specifications (GPS) - General concepts: Part 1 Model for geometrical specification and verification | COMPONENT_PRODUCT | Indian
IS 2556 (Part 3):2024 | Vitreous China Sanitary Appliances - Specification Part 3 Specific Requirements of Squatting Pans (sixth revision) | CED | IS 18180 (Part 2):2023 | Geometrical product specifications (GPS) - General concepts: Part 2 Basic tenets, specifications, operators, uncertainties and ambiguities | COMPONENT_PRODUCT | Indian
IS 2556 (Part 2):2024 | Vitreous China Sanitary Appliances - Specification Part 2 Specific Requirements of Washdown Water Closets (sixth revision) | CED | IS 9140:1996 | Methods for sampling of vitreous and fire clay sanitary appliances (Second Revision) | REFERENCED_UNKNOWN | Indian
IS 2556 (Part 2):2024 | Vitreous China Sanitary Appliances - Specification Part 2 Specific Requirements of Washdown Water Closets (sixth revision) | CED | IS 16595 (Part 302):2023 | Ergonomics of human-system Interaction Part 302: Terminology for electronic visual displays ISO 9241-302 | TERMINOLOGY | Indian
IS 2556 (Part 2):2024 | Vitreous China Sanitary Appliances - Specification Part 2 Specific Requirements of Washdown Water Closets (sixth revision) | CED | IS 18180 (Part 1):2023 | Geometrical product specifications (GPS) - General concepts: Part 1 Model for geometrical specification and verification | COMPONENT_PRODUCT | Indian
IS 2556 (Part 2):2024 | Vitreous China Sanitary Appliances - Specification Part 2 Specific Requirements of Washdown Water Closets (sixth revision) | CED | IS 18180 (Part 2):2023 | Geometrical product specifications (GPS) - General concepts: Part 2 Basic tenets, specifications, operators, uncertainties and ambiguities | COMPONENT_PRODUCT | Indian
IS 2556 (Part 2):2024 | Vitreous China Sanitary Appliances - Specification Part 2 Specific Requirements of Washdown Water Closets (sixth revision) | CED | IS 18183:2023 | Point of use (PoU) water purification system for arsenic reduction - Specification | COMPONENT_PRODUCT | Indian
IS 656:2023 | Logs for Plywood - Specification (Fourth Revision) | CED | IS 10 (Part 2):2013 | Plywood Tea-Chests - Specification: Part 2 Plywood (Sixth Revision) | COMPONENT_PRODUCT | Indian
IS 656:2023 | Logs for Plywood - Specification (Fourth Revision) | CED | IS 10701:2012 | Structural plywood - Specification (First Revision) | COMPONENT_PRODUCT | Indian
IS 656:2023 | Logs for Plywood - Specification (Fourth Revision) | CED | IS 1141:1993 | Seasoning of Timber - Code of practice (Second Revision) | INSTALLATION_CODE | Indian
IS 656:2023 | Logs for Plywood - Specification (Fourth Revision) | CED | IS 1328:2025 | Veneered Decorative Plywood - Specification ( Fourth Revision ) | COMPONENT_PRODUCT | Indian
IS 656:2023 | Logs for Plywood - Specification (Fourth Revision) | CED | IS 15791:2007 | Museum plywood - Specification | COMPONENT_PRODUCT | Indian
IS 656:2023 | Logs for Plywood - Specification (Fourth Revision) | CED | IS 1659:2004 | Block boards - Specification (Fourth Revision) Amendment No - 3 | COMPONENT_PRODUCT | Indian
IS 656:2023 | Logs for Plywood - Specification (Fourth Revision) | CED | IS 303:2024 | IS 303: 2024 Plywood for General Purposes - Specification (fourth revision) ( Draft Second Amendment of IS 303:2024) ( ICS 79.060.10) | COMPONENT_PRODUCT | Indian
IS 656:2023 | Logs for Plywood - Specification (Fourth Revision) | CED | IS 3097:2025 | Veneered Medium Density Particle Boards from Wood and other Lignocellulosic Material - Specification ( Third Revision ) | COMPONENT_PRODUCT | Indian
IS 656:2023 | Logs for Plywood - Specification (Fourth Revision) | CED | IS 401:2001 | Preservation of Timber - Code of Practice (Fourth Revision) | INSTALLATION_CODE | Indian
IS 656:2023 | Logs for Plywood - Specification (Fourth Revision) | CED | IS 4859:1968 | Specification for high strength aircraft plywood | COMPONENT_PRODUCT | Indian
IS 656:2023 | Logs for Plywood - Specification (Fourth Revision) | CED | IS 4990:2024 | PLYWOOD FOR CONCRETE SHUTTERING WORKS SPECIFICATION (Fourth Revision) | COMPONENT_PRODUCT | Indian
IS 656:2023 | Logs for Plywood - Specification (Fourth Revision) | CED | IS 707:2011 | Timber Technology and Utilization of Wood, Bamboo and Cane - Glossary of Terms (Third Revision) | TERMINOLOGY | Indian
IS 656:2023 | Logs for Plywood - Specification (Fourth Revision) | CED | IS 709:1974 | Specification for medium strength aircraft plywood | COMPONENT_PRODUCT | Indian
IS 656:2023 | Logs for Plywood - Specification (Fourth Revision) | CED | IS 710:2024 | MARINE PLYWOOD - SPECIFICATION (Third Revision) | COMPONENT_PRODUCT | Indian
IS 656:2023 | Logs for Plywood - Specification (Fourth Revision) | CED | IS 7316:1974 | Specification for decorative plywood using plurality of veneers for decorative faces | COMPONENT_PRODUCT | Indian
IS 656:2023 | Logs for Plywood - Specification (Fourth Revision) | CED | IS 17776:2021 | Textiles Knitted Combat T-shirt Specification | COMPONENT_PRODUCT | Indian
IS 656:2023 | Logs for Plywood - Specification (Fourth Revision) | CED | IS 18596 (Part 8/Sec 1):2024 | Recommendations for Renewable Energy and Hybrid Systems for Rural Electrification Part 8 Selection of batteries and battery management systems for stand-alone Section 1 electrification systems Specific case of automotive flooded lead-acid batteries available in developing countries | REFERENCED_UNKNOWN | Indian
IS 656:2023 | Logs for Plywood - Specification (Fourth Revision) | CED | IS 18430 (Part 62):2024 | Geometrical product specifications (GPS) - Filtration : Part 62 Linear areal filters: spline filters | COMPONENT_PRODUCT | Indian
IS 2202 (Part 2):2022 | Wooden Flush Door Shutters (Solid Core Type) — Specification Part 2 Particle Board, High Density Fibre Board,Medium Density Fibre Board and Fibre Hardboard Face Panels ( Fourth Revision ) | CED | IS 16015:2022 | Mortise locks and latches (Mechanically Operated) - Specification (first revision) | COMPONENT_PRODUCT | Indian
IS 2202 (Part 2):2022 | Wooden Flush Door Shutters (Solid Core Type) — Specification Part 2 Particle Board, High Density Fibre Board,Medium Density Fibre Board and Fibre Hardboard Face Panels ( Fourth Revision ) | CED | IS 10428:2022 | Windows and Pedestrian Doors Vocabulary | TERMINOLOGY | Indian
IS 2202 (Part 2):2022 | Wooden Flush Door Shutters (Solid Core Type) — Specification Part 2 Particle Board, High Density Fibre Board,Medium Density Fibre Board and Fibre Hardboard Face Panels ( Fourth Revision ) | CED | IS 12823:2025 | Prelaminated Medium Density Particle Boards from Wood and other Lignocellulosic Material Specification (Second Revision) | COMPONENT_PRODUCT | Indian
IS 2202 (Part 2):2022 | Wooden Flush Door Shutters (Solid Core Type) — Specification Part 2 Particle Board, High Density Fibre Board,Medium Density Fibre Board and Fibre Hardboard Face Panels ( Fourth Revision ) | CED | IS 14315:1995 | Commercial Veneers -specification | COMPONENT_PRODUCT | Indian
IS 2202 (Part 2):2022 | Wooden Flush Door Shutters (Solid Core Type) — Specification Part 2 Particle Board, High Density Fibre Board,Medium Density Fibre Board and Fibre Hardboard Face Panels ( Fourth Revision ) | CED | IS 14587:2025 | Prelaminated Medium Density Fibre Boards of Wood and Other Lignocellulosic Materials - Specification ( Second Revision ) | COMPONENT_PRODUCT | Indian
IS 2202 (Part 2):2022 | Wooden Flush Door Shutters (Solid Core Type) — Specification Part 2 Particle Board, High Density Fibre Board,Medium Density Fibre Board and Fibre Hardboard Face Panels ( Fourth Revision ) | CED | IS 14616:1999 | Laminated veneer lumber specification | COMPONENT_PRODUCT | Indian
IS 2202 (Part 2):2022 | Wooden Flush Door Shutters (Solid Core Type) — Specification Part 2 Particle Board, High Density Fibre Board,Medium Density Fibre Board and Fibre Hardboard Face Panels ( Fourth Revision ) | CED | IS 1658:2006 | Fibre hardboards - Specification (Third Revision) | COMPONENT_PRODUCT | Indian
IS 2202 (Part 2):2022 | Wooden Flush Door Shutters (Solid Core Type) — Specification Part 2 Particle Board, High Density Fibre Board,Medium Density Fibre Board and Fibre Hardboard Face Panels ( Fourth Revision ) | CED | IS 2202 (Part 1):2023 | Wooden Flush Door Shutters (Solid Core Type) — Specification Part 1 Plywood Face Panels ( Seventh Revision ) | COMPONENT_PRODUCT | Indian
IS 2202 (Part 2):2022 | Wooden Flush Door Shutters (Solid Core Type) — Specification Part 2 Particle Board, High Density Fibre Board,Medium Density Fibre Board and Fibre Hardboard Face Panels ( Fourth Revision ) | CED | IS 2338 (Part 1):1967 | Code of practice for finishing of wood and wood based materials: Part 1 Operations and workmanship | INSTALLATION_CODE | Indian
IS 2202 (Part 2):2022 | Wooden Flush Door Shutters (Solid Core Type) — Specification Part 2 Particle Board, High Density Fibre Board,Medium Density Fibre Board and Fibre Hardboard Face Panels ( Fourth Revision ) | CED | IS 303:2024 | IS 303: 2024 Plywood for General Purposes - Specification (fourth revision) ( Draft Second Amendment of IS 303:2024) ( ICS 79.060.10) | COMPONENT_PRODUCT | Indian
IS 2202 (Part 2):2022 | Wooden Flush Door Shutters (Solid Core Type) — Specification Part 2 Particle Board, High Density Fibre Board,Medium Density Fibre Board and Fibre Hardboard Face Panels ( Fourth Revision ) | CED | IS 3087:2025 | Medium Density Particle Boards of Wood and other Lignocellulosic Materials for General Purpose - Specification ( Third Revision ) | COMPONENT_PRODUCT | Indian
IS 2202 (Part 2):2022 | Wooden Flush Door Shutters (Solid Core Type) — Specification Part 2 Particle Board, High Density Fibre Board,Medium Density Fibre Board and Fibre Hardboard Face Panels ( Fourth Revision ) | CED | IS 3097:2025 | Veneered Medium Density Particle Boards from Wood and other Lignocellulosic Material - Specification ( Third Revision ) | COMPONENT_PRODUCT | Indian
IS 2202 (Part 2):2022 | Wooden Flush Door Shutters (Solid Core Type) — Specification Part 2 Particle Board, High Density Fibre Board,Medium Density Fibre Board and Fibre Hardboard Face Panels ( Fourth Revision ) | CED | IS 4021:1995 | Timber door, window and ventilator frames - specification | COMPONENT_PRODUCT | Indian
IS 2202 (Part 2):2022 | Wooden Flush Door Shutters (Solid Core Type) — Specification Part 2 Particle Board, High Density Fibre Board,Medium Density Fibre Board and Fibre Hardboard Face Panels ( Fourth Revision ) | CED | IS 4351:2024 | Steel Frames for Doors - Specification (Third Revision) | COMPONENT_PRODUCT | Indian
IS 2202 (Part 2):2022 | Wooden Flush Door Shutters (Solid Core Type) — Specification Part 2 Particle Board, High Density Fibre Board,Medium Density Fibre Board and Fibre Hardboard Face Panels ( Fourth Revision ) | CED | IS 707:2011 | Timber Technology and Utilization of Wood, Bamboo and Cane - Glossary of Terms (Third Revision) | TERMINOLOGY | Indian
IS 2202 (Part 2):2022 | Wooden Flush Door Shutters (Solid Core Type) — Specification Part 2 Particle Board, High Density Fibre Board,Medium Density Fibre Board and Fibre Hardboard Face Panels ( Fourth Revision ) | CED | IS 710:2024 | MARINE PLYWOOD - SPECIFICATION (Third Revision) | COMPONENT_PRODUCT | Indian
IS 2202 (Part 2):2022 | Wooden Flush Door Shutters (Solid Core Type) — Specification Part 2 Particle Board, High Density Fibre Board,Medium Density Fibre Board and Fibre Hardboard Face Panels ( Fourth Revision ) | CED | IS 848:2025 | Synthetic Resin Adhesives for Plywood (Phenolic, Aminoplastic and Bio-Materials Based) - Specification ( Third Revision ) | COMPONENT_PRODUCT | Indian
IS 2202 (Part 2):2022 | Wooden Flush Door Shutters (Solid Core Type) — Specification Part 2 Particle Board, High Density Fibre Board,Medium Density Fibre Board and Fibre Hardboard Face Panels ( Fourth Revision ) | CED | IS 2380 (Part 1 to 21):1977 | Methods of Test for Wood Particle Boards and Boards from Other Lignocellulosic Materials | TEST_METHOD | Indian
IS 2202 (Part 2):2022 | Wooden Flush Door Shutters (Solid Core Type) — Specification Part 2 Particle Board, High Density Fibre Board,Medium Density Fibre Board and Fibre Hardboard Face Panels ( Fourth Revision ) | CED | IS 4020 (Part 1 to 16):1998 | Door shutters - Methods of tests (Third Revision) | TEST_METHOD | Indian
IS 2202 (Part 2):2022 | Wooden Flush Door Shutters (Solid Core Type) — Specification Part 2 Particle Board, High Density Fibre Board,Medium Density Fibre Board and Fibre Hardboard Face Panels ( Fourth Revision ) | CED | IS 16171:2014 | Veneer laminated lumber - Specification | COMPONENT_PRODUCT | Indian
IS 2191 (Part 2):2022 | WOODEN FLUSH DOOR SHUTTERS (CELLULAR, HOLLOW AND TUBULAR CORE TYPE) - SPECIFICATION PART 2 PARTICLE BOARD, HIGH DENSITY FIBRE BOARD, MEDIUM DENSITY FIBRE BOARD AND FIBRE HARDBOARD FACE PANELS (Fourth Revision) | CED | IS 16015:2022 | Mortise locks and latches (Mechanically Operated) - Specification (first revision) | COMPONENT_PRODUCT | Indian
IS 2191 (Part 2):2022 | WOODEN FLUSH DOOR SHUTTERS (CELLULAR, HOLLOW AND TUBULAR CORE TYPE) - SPECIFICATION PART 2 PARTICLE BOARD, HIGH DENSITY FIBRE BOARD, MEDIUM DENSITY FIBRE BOARD AND FIBRE HARDBOARD FACE PANELS (Fourth Revision) | CED | IS 10428:2022 | Windows and Pedestrian Doors Vocabulary | TERMINOLOGY | Indian
IS 2191 (Part 2):2022 | WOODEN FLUSH DOOR SHUTTERS (CELLULAR, HOLLOW AND TUBULAR CORE TYPE) - SPECIFICATION PART 2 PARTICLE BOARD, HIGH DENSITY FIBRE BOARD, MEDIUM DENSITY FIBRE BOARD AND FIBRE HARDBOARD FACE PANELS (Fourth Revision) | CED | IS 12406:2025 | Medium Density Fibre Boards of Wood and Other Lignocellulosic Materials for General Purpose - Specification ( Third Revision ) | COMPONENT_PRODUCT | Indian
IS 2191 (Part 2):2022 | WOODEN FLUSH DOOR SHUTTERS (CELLULAR, HOLLOW AND TUBULAR CORE TYPE) - SPECIFICATION PART 2 PARTICLE BOARD, HIGH DENSITY FIBRE BOARD, MEDIUM DENSITY FIBRE BOARD AND FIBRE HARDBOARD FACE PANELS (Fourth Revision) | CED | IS 12823:2025 | Prelaminated Medium Density Particle Boards from Wood and other Lignocellulosic Material Specification (Second Revision) | COMPONENT_PRODUCT | Indian
IS 2191 (Part 2):2022 | WOODEN FLUSH DOOR SHUTTERS (CELLULAR, HOLLOW AND TUBULAR CORE TYPE) - SPECIFICATION PART 2 PARTICLE BOARD, HIGH DENSITY FIBRE BOARD, MEDIUM DENSITY FIBRE BOARD AND FIBRE HARDBOARD FACE PANELS (Fourth Revision) | CED | IS 14587:2025 | Prelaminated Medium Density Fibre Boards of Wood and Other Lignocellulosic Materials - Specification ( Second Revision ) | COMPONENT_PRODUCT | Indian
IS 2191 (Part 2):2022 | WOODEN FLUSH DOOR SHUTTERS (CELLULAR, HOLLOW AND TUBULAR CORE TYPE) - SPECIFICATION PART 2 PARTICLE BOARD, HIGH DENSITY FIBRE BOARD, MEDIUM DENSITY FIBRE BOARD AND FIBRE HARDBOARD FACE PANELS (Fourth Revision) | CED | IS 14616:1999 | Laminated veneer lumber specification | COMPONENT_PRODUCT | Indian
IS 2191 (Part 2):2022 | WOODEN FLUSH DOOR SHUTTERS (CELLULAR, HOLLOW AND TUBULAR CORE TYPE) - SPECIFICATION PART 2 PARTICLE BOARD, HIGH DENSITY FIBRE BOARD, MEDIUM DENSITY FIBRE BOARD AND FIBRE HARDBOARD FACE PANELS (Fourth Revision) | CED | IS 1658:2006 | Fibre hardboards - Specification (Third Revision) | COMPONENT_PRODUCT | Indian
IS 2191 (Part 2):2022 | WOODEN FLUSH DOOR SHUTTERS (CELLULAR, HOLLOW AND TUBULAR CORE TYPE) - SPECIFICATION PART 2 PARTICLE BOARD, HIGH DENSITY FIBRE BOARD, MEDIUM DENSITY FIBRE BOARD AND FIBRE HARDBOARD FACE PANELS (Fourth Revision) | CED | IS 2191 (Part 1):2022 | Wooden Flush Door Shutters (Cellular, Hollow and Tubular Core Type) — Specification Part 1 Plywood Face Panels ( Fifth Revision ) | COMPONENT_PRODUCT | Indian
IS 2191 (Part 2):2022 | WOODEN FLUSH DOOR SHUTTERS (CELLULAR, HOLLOW AND TUBULAR CORE TYPE) - SPECIFICATION PART 2 PARTICLE BOARD, HIGH DENSITY FIBRE BOARD, MEDIUM DENSITY FIBRE BOARD AND FIBRE HARDBOARD FACE PANELS (Fourth Revision) | CED | IS 2338 (Part 1):1967 | Code of practice for finishing of wood and wood based materials: Part 1 Operations and workmanship | INSTALLATION_CODE | Indian
IS 2191 (Part 2):2022 | WOODEN FLUSH DOOR SHUTTERS (CELLULAR, HOLLOW AND TUBULAR CORE TYPE) - SPECIFICATION PART 2 PARTICLE BOARD, HIGH DENSITY FIBRE BOARD, MEDIUM DENSITY FIBRE BOARD AND FIBRE HARDBOARD FACE PANELS (Fourth Revision) | CED | IS 303:2024 | IS 303: 2024 Plywood for General Purposes - Specification (fourth revision) ( Draft Second Amendment of IS 303:2024) ( ICS 79.060.10) | COMPONENT_PRODUCT | Indian
IS 2191 (Part 2):2022 | WOODEN FLUSH DOOR SHUTTERS (CELLULAR, HOLLOW AND TUBULAR CORE TYPE) - SPECIFICATION PART 2 PARTICLE BOARD, HIGH DENSITY FIBRE BOARD, MEDIUM DENSITY FIBRE BOARD AND FIBRE HARDBOARD FACE PANELS (Fourth Revision) | CED | IS 3087:2025 | Medium Density Particle Boards of Wood and other Lignocellulosic Materials for General Purpose - Specification ( Third Revision ) | COMPONENT_PRODUCT | Indian
IS 2191 (Part 2):2022 | WOODEN FLUSH DOOR SHUTTERS (CELLULAR, HOLLOW AND TUBULAR CORE TYPE) - SPECIFICATION PART 2 PARTICLE BOARD, HIGH DENSITY FIBRE BOARD, MEDIUM DENSITY FIBRE BOARD AND FIBRE HARDBOARD FACE PANELS (Fourth Revision) | CED | IS 3097:2025 | Veneered Medium Density Particle Boards from Wood and other Lignocellulosic Material - Specification ( Third Revision ) | COMPONENT_PRODUCT | Indian
IS 2191 (Part 2):2022 | WOODEN FLUSH DOOR SHUTTERS (CELLULAR, HOLLOW AND TUBULAR CORE TYPE) - SPECIFICATION PART 2 PARTICLE BOARD, HIGH DENSITY FIBRE BOARD, MEDIUM DENSITY FIBRE BOARD AND FIBRE HARDBOARD FACE PANELS (Fourth Revision) | CED | IS 4021:1995 | Timber door, window and ventilator frames - specification | COMPONENT_PRODUCT | Indian
IS 2191 (Part 2):2022 | WOODEN FLUSH DOOR SHUTTERS (CELLULAR, HOLLOW AND TUBULAR CORE TYPE) - SPECIFICATION PART 2 PARTICLE BOARD, HIGH DENSITY FIBRE BOARD, MEDIUM DENSITY FIBRE BOARD AND FIBRE HARDBOARD FACE PANELS (Fourth Revision) | CED | IS 4351:2024 | Steel Frames for Doors - Specification (Third Revision) | COMPONENT_PRODUCT | Indian
IS 2191 (Part 2):2022 | WOODEN FLUSH DOOR SHUTTERS (CELLULAR, HOLLOW AND TUBULAR CORE TYPE) - SPECIFICATION PART 2 PARTICLE BOARD, HIGH DENSITY FIBRE BOARD, MEDIUM DENSITY FIBRE BOARD AND FIBRE HARDBOARD FACE PANELS (Fourth Revision) | CED | IS 707:2011 | Timber Technology and Utilization of Wood, Bamboo and Cane - Glossary of Terms (Third Revision) | TERMINOLOGY | Indian
IS 2191 (Part 2):2022 | WOODEN FLUSH DOOR SHUTTERS (CELLULAR, HOLLOW AND TUBULAR CORE TYPE) - SPECIFICATION PART 2 PARTICLE BOARD, HIGH DENSITY FIBRE BOARD, MEDIUM DENSITY FIBRE BOARD AND FIBRE HARDBOARD FACE PANELS (Fourth Revision) | CED | IS 710:2024 | MARINE PLYWOOD - SPECIFICATION (Third Revision) | COMPONENT_PRODUCT | Indian
IS 2191 (Part 2):2022 | WOODEN FLUSH DOOR SHUTTERS (CELLULAR, HOLLOW AND TUBULAR CORE TYPE) - SPECIFICATION PART 2 PARTICLE BOARD, HIGH DENSITY FIBRE BOARD, MEDIUM DENSITY FIBRE BOARD AND FIBRE HARDBOARD FACE PANELS (Fourth Revision) | CED | IS 848:2025 | Synthetic Resin Adhesives for Plywood (Phenolic, Aminoplastic and Bio-Materials Based) - Specification ( Third Revision ) | COMPONENT_PRODUCT | Indian
IS 2191 (Part 2):2022 | WOODEN FLUSH DOOR SHUTTERS (CELLULAR, HOLLOW AND TUBULAR CORE TYPE) - SPECIFICATION PART 2 PARTICLE BOARD, HIGH DENSITY FIBRE BOARD, MEDIUM DENSITY FIBRE BOARD AND FIBRE HARDBOARD FACE PANELS (Fourth Revision) | CED | IS 2380 (Part 1 to 21):1977 | Methods of Test for Wood Particle Boards and Boards from Other Lignocellulosic Materials | TEST_METHOD | Indian
IS 2191 (Part 2):2022 | WOODEN FLUSH DOOR SHUTTERS (CELLULAR, HOLLOW AND TUBULAR CORE TYPE) - SPECIFICATION PART 2 PARTICLE BOARD, HIGH DENSITY FIBRE BOARD, MEDIUM DENSITY FIBRE BOARD AND FIBRE HARDBOARD FACE PANELS (Fourth Revision) | CED | IS 4020 (Part 1 to 16):1998 | Door shutters - Methods of tests (Third Revision) | TEST_METHOD | Indian
IS 2191 (Part 2):2022 | WOODEN FLUSH DOOR SHUTTERS (CELLULAR, HOLLOW AND TUBULAR CORE TYPE) - SPECIFICATION PART 2 PARTICLE BOARD, HIGH DENSITY FIBRE BOARD, MEDIUM DENSITY FIBRE BOARD AND FIBRE HARDBOARD FACE PANELS (Fourth Revision) | CED | IS 16171:2014 | Veneer laminated lumber - Specification | COMPONENT_PRODUCT | Indian
IS 2556 (Part 8):2021 | Vitreous China sanitary appliances - Specification: Part 8 Specific requirements of close coupled and one-piece, pedestal washdown and syphonic water closets (sixth revision) | CED | IS 2556 (Part 1):2021 | Vitreous China sanitary appliances - Specification: Part 1 General requirements (fourth revision) | COMPONENT_PRODUCT | Indian
IS 2556 (Part 8):2021 | Vitreous China sanitary appliances - Specification: Part 8 Specific requirements of close coupled and one-piece, pedestal washdown and syphonic water closets (sixth revision) | CED | IS 7231:2021 | Plastic flushing cisterns for water closets and urinals - Specification (third revision) | COMPONENT_PRODUCT | Indian
IS 2556 (Part 8):2021 | Vitreous China sanitary appliances - Specification: Part 8 Specific requirements of close coupled and one-piece, pedestal washdown and syphonic water closets (sixth revision) | CED | IS 774:2021 | Ceramic (Vitreous China) flushing cisterns for water closets and urinals - Specification (sixth revision) | COMPONENT_PRODUCT | Indian
IS 2556 (Part 8):2021 | Vitreous China sanitary appliances - Specification: Part 8 Specific requirements of close coupled and one-piece, pedestal washdown and syphonic water closets (sixth revision) | CED | IS 7826:2026 | GINGER OLEORESIN – SPECIFICATION | COMPONENT_PRODUCT | Indian
IS 2556 (Part 8):2021 | Vitreous China sanitary appliances - Specification: Part 8 Specific requirements of close coupled and one-piece, pedestal washdown and syphonic water closets (sixth revision) | CED | IS 9140:1996 | Methods for sampling of vitreous and fire clay sanitary appliances (Second Revision) | REFERENCED_UNKNOWN | Indian
IS 2556 (Part 8):2021 | Vitreous China sanitary appliances - Specification: Part 8 Specific requirements of close coupled and one-piece, pedestal washdown and syphonic water closets (sixth revision) | CED | SP 7:2026 | National Building Construction Standards 2026 | REFERENCED_UNKNOWN | Indian
IS 774:2021 | Ceramic (Vitreous China) flushing cisterns for water closets and urinals - Specification (sixth revision) | CED | IS 12234:2021 | Plastic equilibrium float valves for cold water services - Specification (first revision) | COMPONENT_PRODUCT | Indian
IS 774:2021 | Ceramic (Vitreous China) flushing cisterns for water closets and urinals - Specification (sixth revision) | CED | IS 13049:1991 | Diaphragm type (plastic body) float operated valves for cold water services - Specification | COMPONENT_PRODUCT | Indian
IS 774:2021 | Ceramic (Vitreous China) flushing cisterns for water closets and urinals - Specification (sixth revision) | CED | IS 1703:2000 | Water fittings - copper alloy float valves (horizontal plunger type) - Specification (fourth revision) | COMPONENT_PRODUCT | Indian
IS 774:2021 | Ceramic (Vitreous China) flushing cisterns for water closets and urinals - Specification (sixth revision) | CED | IS 2556 (Part 1):2021 | Vitreous China sanitary appliances - Specification: Part 1 General requirements (fourth revision) | COMPONENT_PRODUCT | Indian
IS 774:2021 | Ceramic (Vitreous China) flushing cisterns for water closets and urinals - Specification (sixth revision) | CED | IS 2556 (Part 8):2021 | Vitreous China sanitary appliances - Specification: Part 8 Specific requirements of close coupled and one-piece, pedestal washdown and syphonic water closets (sixth revision) | COMPONENT_PRODUCT | Indian
IS 774:2021 | Ceramic (Vitreous China) flushing cisterns for water closets and urinals - Specification (sixth revision) | CED | IS 4905:2015 | Random sampling and randomization procedures (First Revision) | REFERENCED_UNKNOWN | Indian
IS 774:2021 | Ceramic (Vitreous China) flushing cisterns for water closets and urinals - Specification (sixth revision) | CED | IS 4984:1995 | high density polyethylene pipes for potable water supplies | REFERENCED_UNKNOWN | Indian
IS 774:2021 | Ceramic (Vitreous China) flushing cisterns for water closets and urinals - Specification (sixth revision) | CED | IS 4985:2021 | Unplasticized PVC Pipes for Potable Water Supplies - Specification (Fourth Revision) | COMPONENT_PRODUCT | Indian
IS 774:2021 | Ceramic (Vitreous China) flushing cisterns for water closets and urinals - Specification (sixth revision) | CED | IS 7231:2021 | Plastic flushing cisterns for water closets and urinals - Specification (third revision) | COMPONENT_PRODUCT | Indian
IS 774:2021 | Ceramic (Vitreous China) flushing cisterns for water closets and urinals - Specification (sixth revision) | CED | IS 9762:1994 | Specification for polyethylene floats (Spherical) for float valves (first revision) | COMPONENT_PRODUCT | Indian
IS 774:2021 | Ceramic (Vitreous China) flushing cisterns for water closets and urinals - Specification (sixth revision) | CED | IS 17585:2021 | Beta (Outflow) valves for gravity type flushing cisterns - Specification | COMPONENT_PRODUCT | Indian
IS 2556 (Part 1):2021 | Vitreous China sanitary appliances - Specification: Part 1 General requirements (fourth revision) | CED | IS 2781:2020 | Glossary of Terms Relating to Ceramicware ( Third Revision ) | TERMINOLOGY | Indian
IS 2556 (Part 6):2021 | Vitreous China sanitary appliances - Specification: Part 6 Specific requirements of urinal and partition plates (fifth revision) | CED | IS 2556 (Part 1):2021 | Vitreous China sanitary appliances - Specification: Part 1 General requirements (fourth revision) | COMPONENT_PRODUCT | Indian
IS 2556 (Part 6):2021 | Vitreous China sanitary appliances - Specification: Part 6 Specific requirements of urinal and partition plates (fifth revision) | CED | IS 7231:2021 | Plastic flushing cisterns for water closets and urinals - Specification (third revision) | COMPONENT_PRODUCT | Indian
IS 2556 (Part 6):2021 | Vitreous China sanitary appliances - Specification: Part 6 Specific requirements of urinal and partition plates (fifth revision) | CED | IS 774:2021 | Ceramic (Vitreous China) flushing cisterns for water closets and urinals - Specification (sixth revision) | COMPONENT_PRODUCT | Indian
IS 2556 (Part 6):2021 | Vitreous China sanitary appliances - Specification: Part 6 Specific requirements of urinal and partition plates (fifth revision) | CED | IS 7826:2026 | GINGER OLEORESIN – SPECIFICATION | COMPONENT_PRODUCT | Indian
IS 2556 (Part 6):2021 | Vitreous China sanitary appliances - Specification: Part 6 Specific requirements of urinal and partition plates (fifth revision) | CED | IS 9140:1996 | Methods for sampling of vitreous and fire clay sanitary appliances (Second Revision) | REFERENCED_UNKNOWN | Indian
IS 2556 (Part 6):2021 | Vitreous China sanitary appliances - Specification: Part 6 Specific requirements of urinal and partition plates (fifth revision) | CED | SP 7:2026 | National Building Construction Standards 2026 | REFERENCED_UNKNOWN | Indian
IS 208:2020 | Door Handles - Specification ( Sixth Revision ) | CED | IS 1068:2025 | Metallic and other inorganic coatings - Electrodeposited coatings of nickel, nickel plus chromium, copper plus nickel and of copper plus nickel plus chromium (Fourth Revision) | REFERENCED_UNKNOWN | Indian
IS 208:2020 | Door Handles - Specification ( Sixth Revision ) | CED | IS 1079:2009 | Hot Rolled Carbon Steel Sheet and Strip | REFERENCED_UNKNOWN | Indian
IS 208:2020 | Door Handles - Specification ( Sixth Revision ) | CED | IS 1378:1987 | Specification for oxidized - Copper finishes (Third Revision) | COMPONENT_PRODUCT | Indian
IS 208:2020 | Door Handles - Specification ( Sixth Revision ) | CED | IS 14329:1995 | Malleable iron castings - Specification | COMPONENT_PRODUCT | Indian
IS 208:2020 | Door Handles - Specification ( Sixth Revision ) | CED | IS 1868:1996 | Anodic coatings on aluminium and its alloys - Specification (Third Revision) | COMPONENT_PRODUCT | Indian
IS 208:2020 | Door Handles - Specification ( Sixth Revision ) | CED | IS 210:2009 | Grey iron castings - Specification (Fifth Revision) | COMPONENT_PRODUCT | Indian
IS 208:2020 | Door Handles - Specification ( Sixth Revision ) | CED | IS 292:1983 | Specification for leaded brass ingots and casting (Second Revision) | COMPONENT_PRODUCT | Indian
IS 208:2020 | Door Handles - Specification ( Sixth Revision ) | CED | IS 4905:2015 | Random sampling and randomization procedures (First Revision) | REFERENCED_UNKNOWN | Indian
IS 208:2020 | Door Handles - Specification ( Sixth Revision ) | CED | IS 617:2024 | Aluminium and Aluminium Alloys Ingots for Remelting and Castings for General Engineering Purposes — Specification (Fourth Revision) | COMPONENT_PRODUCT | Indian
IS 208:2020 | Door Handles - Specification ( Sixth Revision ) | CED | IS 6527:1995 | Stainless steel wire rods - Specification (First Revision) | COMPONENT_PRODUCT | Indian
IS 208:2020 | Door Handles - Specification ( Sixth Revision ) | CED | IS 6760:1972 | Specification for slotted countersunk head wood screws | COMPONENT_PRODUCT | Indian
IS 208:2020 | Door Handles - Specification ( Sixth Revision ) | CED | IS 6911:2026 | STAINLESS STEEL PLATE, SHEET AND STRIP - SPECIFICATION (Third revision) | COMPONENT_PRODUCT | Indian
IS 208:2020 | Door Handles - Specification ( Sixth Revision ) | CED | IS 733:2025 | Wrought Aluminium and Aluminium Alloy Bars, Rods, Sections, Extruded Tube, Hollow Sections and Profiles for General Engineering Purposes ― Specification (Fourth Revision) | COMPONENT_PRODUCT | Indian
IS 208:2020 | Door Handles - Specification ( Sixth Revision ) | CED | IS 737:2024 | WROUGHT ALUMINIUM AND ALUMINIUM ALLOY SHEET AND STRIP FOR GENERAL ENGINEERING PURPOSES SPECIFICATION (Fifth Revision) Amendment - 1 | COMPONENT_PRODUCT | Indian
IS 208:2020 | Door Handles - Specification ( Sixth Revision ) | CED | IS 742:1981 | Specification for zinc base alloy die castings (Second Revision) | COMPONENT_PRODUCT | Indian
IS 208:2020 | Door Handles - Specification ( Sixth Revision ) | CED | IS 15911:2010 | Structural steel (Ordinary Quality) - Specification | COMPONENT_PRODUCT | Indian
IS 1916:2018 | Steel cylinder pipes with concrete lining and coating - Specification (Second Revision) | CED | IS 12269:2013 | Ordinary Portland cement, 53 grade | REFERENCED_UNKNOWN | Indian
IS 1916:2018 | Steel cylinder pipes with concrete lining and coating - Specification (Second Revision) | CED | IS 269:2013 | Ordinary Portland Cement, 33 Grade | REFERENCED_UNKNOWN | Indian
IS 1916:2018 | Steel cylinder pipes with concrete lining and coating - Specification (Second Revision) | CED | IS 8112:2013 | Ordinary Portland Cement, 43 Grade | REFERENCED_UNKNOWN | Indian
IS 1916:2018 | Steel cylinder pipes with concrete lining and coating - Specification (Second Revision) | CED | IS 12330:1988 | Specificatioon for Sulphate Resisting Portland Cement | REFERENCED_UNKNOWN | Indian
IS 1916:2018 | Steel cylinder pipes with concrete lining and coating - Specification (Second Revision) | CED | IS 1489 (Part 1):1991 | Specification for Portland pozzolana cement Part 1 Flyash based | COMPONENT_PRODUCT | Indian
IS 1916:2018 | Steel cylinder pipes with concrete lining and coating - Specification (Second Revision) | CED | IS 2062 (Part 1):2025 | Structural Steel - Part 1 - Hot Rolled Medium and High tensile Steel | REFERENCED_UNKNOWN | Indian
IS 1916:2018 | Steel cylinder pipes with concrete lining and coating - Specification (Second Revision) | CED | IS 383:2016 | Coarse and Fine Aggregate for Concrete - Specification (Third Revision) | COMPONENT_PRODUCT | Indian
IS 1916:2018 | Steel cylinder pipes with concrete lining and coating - Specification (Second Revision) | CED | IS 4031 (Part 6):1988 | Methods of Physical Tests for Hydraulic Cement: Part 6 Determination of Compressive Strength of Hydraulic Cement other than Masonry Cement (First Revision) | TEST_METHOD | Indian
IS 1916:2018 | Steel cylinder pipes with concrete lining and coating - Specification (Second Revision) | CED | IS 432 (Part 1):2026 | Specification for Mild Steel And Medium Tensile Steel Bars and Hard-Drawn Steel Wire for Concrete Reinforcement Part 1 Mild Steel and Medium Tensile Steel Bars Fourth Revision | COMPONENT_PRODUCT | Indian
IS 1916:2018 | Steel cylinder pipes with concrete lining and coating - Specification (Second Revision) | CED | IS 432 (Part 2):1982 | Specification for Mild Steel and Medium Tensile Steel Bars and Hard-Drawn Steel Wire for Concrete Reinforcement: Part 2 Hard-Drawn Steel Wire (Third Revision) | COMPONENT_PRODUCT | Indian
IS 1916:2018 | Steel cylinder pipes with concrete lining and coating - Specification (Second Revision) | CED | IS 455:1989 | Portland Slag Cement - Specification | COMPONENT_PRODUCT | Indian
IS 1916:2018 | Steel cylinder pipes with concrete lining and coating - Specification (Second Revision) | CED | IS 516 (Part 2/Sec 3):2022 | Hardened Concrete - Methods of Test: Part 2 Properties of Hardened Concrete other than Strength: Section 3 Oxygen Permeability Index ( First Revision ) | TEST_METHOD | Indian
IS 1916:2018 | Steel cylinder pipes with concrete lining and coating - Specification (Second Revision) | CED | IS 6909:2026 | Supersulphated Cement - Specification (Second Revision of IS 6909) | COMPONENT_PRODUCT | Indian
IS 1916:2018 | Steel cylinder pipes with concrete lining and coating - Specification (Second Revision) | CED | IS 8041:2026 | Rapid Hardening Portland Cement Specification Third Revision of IS 8041 | COMPONENT_PRODUCT | Indian
IS 1916:2018 | Steel cylinder pipes with concrete lining and coating - Specification (Second Revision) | CED | IS 814:2004 | Covered electrodes for manual metal arc welding of carbon and carbon manganese steel - Specification (Sixth Revision) | COMPONENT_PRODUCT | Indian
IS 1916:2018 | Steel cylinder pipes with concrete lining and coating - Specification (Second Revision) | CED | IS 816:1969 | Code of practice for use of metal arc welding for general construction in mild steel (First Revision) | INSTALLATION_CODE | Indian
IS 1916:2018 | Steel cylinder pipes with concrete lining and coating - Specification (Second Revision) | CED | IS 226:1975 | Structural steel (Standard quality) | REFERENCED_UNKNOWN | Indian
IS 1916:2018 | Steel cylinder pipes with concrete lining and coating - Specification (Second Revision) | CED | IS 6452:2026 | High Alumina Cement for Structural Use - Specification (Second Revision) | COMPONENT_PRODUCT | Indian
IS 9142 (Part 1):2018 | Artificial Lightweight Aggregate for Concrete - Specification: Part 1 For Concrete Masonry Blocks and for applications other than for Structural Concrete (First Revision) | CED | IS 269:2013 | Ordinary Portland Cement, 33 Grade | REFERENCED_UNKNOWN | Indian
IS 9142 (Part 1):2018 | Artificial Lightweight Aggregate for Concrete - Specification: Part 1 For Concrete Masonry Blocks and for applications other than for Structural Concrete (First Revision) | CED | IS 2386 (Part 2):1963 | Methods of Test for Aggregates for Concrete: Part 2 Estimation of Deleterious Materials and Organic Impurities | TEST_METHOD | Indian
IS 9142 (Part 1):2018 | Artificial Lightweight Aggregate for Concrete - Specification: Part 1 For Concrete Masonry Blocks and for applications other than for Structural Concrete (First Revision) | CED | IS 2386 (Part 3):1963 | Methods of Test for Aggregates for Concrete: Part 3 Specific Gravity, Density, Voids, Absorption and Bulking | TEST_METHOD | Indian
IS 9142 (Part 1):2018 | Artificial Lightweight Aggregate for Concrete - Specification: Part 1 For Concrete Masonry Blocks and for applications other than for Structural Concrete (First Revision) | CED | IS 2430:1986 | Methods for Sampling of Aggregates for Concrete (First Revision) | REFERENCED_UNKNOWN | Indian
IS 9142 (Part 1):2018 | Artificial Lightweight Aggregate for Concrete - Specification: Part 1 For Concrete Masonry Blocks and for applications other than for Structural Concrete (First Revision) | CED | IS 2686:1977 | Specification for cinder aggregates for use in lime concrete (First Revision) | COMPONENT_PRODUCT | Indian
IS 9142 (Part 1):2018 | Artificial Lightweight Aggregate for Concrete - Specification: Part 1 For Concrete Masonry Blocks and for applications other than for Structural Concrete (First Revision) | CED | IS 4032:1985 | Method of Chemical Analysis of Hydraulic Cement (First Revision) | TEST_METHOD | Indian
IS 9142 (Part 1):2018 | Artificial Lightweight Aggregate for Concrete - Specification: Part 1 For Concrete Masonry Blocks and for applications other than for Structural Concrete (First Revision) | CED | IS 4260:2004 | Recommended practice for ultrasonic testing of butt welds in ferritic steel (Third Revision) | TEST_METHOD | Indian
IS 9142 (Part 1):2018 | Artificial Lightweight Aggregate for Concrete - Specification: Part 1 For Concrete Masonry Blocks and for applications other than for Structural Concrete (First Revision) | CED | IS 4637:1988 | Method for determination of colour fastness of textile materials to steam under pressure (first revision) | REFERENCED_UNKNOWN | Indian
IS 9142 (Part 1):2018 | Artificial Lightweight Aggregate for Concrete - Specification: Part 1 For Concrete Masonry Blocks and for applications other than for Structural Concrete (First Revision) | CED | IS 2386 (Part 1):1963 | Methods of Test for Aggregates for Concrete: Part 1 Particle Size and Shape | TEST_METHOD | Indian
IS 883:2016 | Design of Structural Timber in Buildings - Code of Practice (Fifth Revision) | CED | IS 707:2011 | Timber Technology and Utilization of Wood, Bamboo and Cane - Glossary of Terms (Third Revision) | TERMINOLOGY | Indian
IS 802 (Part 1/Sec 2):2016 | Use of Structural Steel in Overhead Transmission Line Towers - Code of Practice: Part 1 Material, Loads and Design Strengths: Sec 2 Design Strengths (Fourth Revision) | CED | IS 12427:2001 | Fasteners - Threaded steel fasteners - Hexagon head transmission tower bolts - Specification (First Revision) | COMPONENT_PRODUCT | Indian
IS 802 (Part 1/Sec 2):2016 | Use of Structural Steel in Overhead Transmission Line Towers - Code of Practice: Part 1 Material, Loads and Design Strengths: Sec 2 Design Strengths (Fourth Revision) | CED | IS 3757:1985 | Specification for high strength structural bolts (Second Revision) | COMPONENT_PRODUCT | Indian
IS 802 (Part 1/Sec 2):2016 | Use of Structural Steel in Overhead Transmission Line Towers - Code of Practice: Part 1 Material, Loads and Design Strengths: Sec 2 Design Strengths (Fourth Revision) | CED | IS 4000:1992 | High strength bolts in steel structures - Code of practice (First Revision) | INSTALLATION_CODE | Indian
IS 802 (Part 1/Sec 2):2016 | Use of Structural Steel in Overhead Transmission Line Towers - Code of Practice: Part 1 Material, Loads and Design Strengths: Sec 2 Design Strengths (Fourth Revision) | CED | IS 6639:1972 | Specification for hexagon bolts for steel structures | COMPONENT_PRODUCT | Indian
IS 802 (Part 1/Sec 1):2015 | Use of structural steel in overhead transmission line towers - Code of practice: Part 1 materials, loads and design strengths: sec 1 materials and loads (Fourth Revision) | CED | IS 10238:2001 | Fasteners - Threaded steel fasteners - Step bolts for steel structures - Specification (First Revision) | COMPONENT_PRODUCT | Indian
IS 802 (Part 1/Sec 1):2015 | Use of structural steel in overhead transmission line towers - Code of practice: Part 1 materials, loads and design strengths: sec 1 materials and loads (Fourth Revision) | CED | IS 12427:2001 | Fasteners - Threaded steel fasteners - Hexagon head transmission tower bolts - Specification (First Revision) | COMPONENT_PRODUCT | Indian
IS 802 (Part 1/Sec 1):2015 | Use of structural steel in overhead transmission line towers - Code of practice: Part 1 materials, loads and design strengths: sec 1 materials and loads (Fourth Revision) | CED | IS 1363 (Part 3):2002 | Hexagon Head Bolts, Screws and Nuts of Product Grade C - Part 3 : Hexagon Nuts (Size Range M5 to M64) (Fourth Revision) | REFERENCED_UNKNOWN | Indian
IS 802 (Part 1/Sec 1):2015 | Use of structural steel in overhead transmission line towers - Code of practice: Part 1 materials, loads and design strengths: sec 1 materials and loads (Fourth Revision) | CED | IS 1367 (Part 13):2020 | Technical Supply Conditions for Threaded Steel Fasteners Part 13 Hot Dip Galvanized Coatings on Threaded Fasteners ( Third Revision ) | REFERENCED_UNKNOWN | Indian
IS 802 (Part 1/Sec 1):2015 | Use of structural steel in overhead transmission line towers - Code of practice: Part 1 materials, loads and design strengths: sec 1 materials and loads (Fourth Revision) | CED | IS 1367 (Part 6):2025 | Technical supply conditions for threaded steel fasteners: Part 6 Mechanical properties of fasteners made of carbon steel and alloy steel - Nuts with specified property classes (fifth revision) | REFERENCED_UNKNOWN | Indian
IS 802 (Part 1/Sec 1):2015 | Use of structural steel in overhead transmission line towers - Code of practice: Part 1 materials, loads and design strengths: sec 1 materials and loads (Fourth Revision) | CED | IS 1573:1986 | Specification for electroplated coatings of zinc on iron and steel (Second Revision) | COMPONENT_PRODUCT | Indian
IS 802 (Part 1/Sec 1):2015 | Use of structural steel in overhead transmission line towers - Code of practice: Part 1 materials, loads and design strengths: sec 1 materials and loads (Fourth Revision) | CED | IS 2016:1967 | Specification for plain washers (First Revision) | COMPONENT_PRODUCT | Indian
IS 802 (Part 1/Sec 1):2015 | Use of structural steel in overhead transmission line towers - Code of practice: Part 1 materials, loads and design strengths: sec 1 materials and loads (Fourth Revision) | CED | IS 3063:1994 | Fasteners - Single coil rectangular section spring lock washers specification (Second Revision) | COMPONENT_PRODUCT | Indian
IS 802 (Part 1/Sec 1):2015 | Use of structural steel in overhead transmission line towers - Code of practice: Part 1 materials, loads and design strengths: sec 1 materials and loads (Fourth Revision) | CED | IS 3757:1985 | Specification for high strength structural bolts (Second Revision) | COMPONENT_PRODUCT | Indian
IS 802 (Part 1/Sec 1):2015 | Use of structural steel in overhead transmission line towers - Code of practice: Part 1 materials, loads and design strengths: sec 1 materials and loads (Fourth Revision) | CED | IS 4759:1996 | Hot - Dip zinc coatings on structural steel and other allied products - Specification (Third Revision) | COMPONENT_PRODUCT | Indian
IS 802 (Part 1/Sec 1):2015 | Use of structural steel in overhead transmission line towers - Code of practice: Part 1 materials, loads and design strengths: sec 1 materials and loads (Fourth Revision) | CED | IS 5613 (Part 2/Sec 1):1985 | Code of practice or design, installation and maintenance of overhead power lines: Part 2 lines above 11 kv and up to and including 220 kv sec 1 design (First Revision) | INSTALLATION_CODE | Indian
IS 802 (Part 1/Sec 1):2015 | Use of structural steel in overhead transmission line towers - Code of practice: Part 1 materials, loads and design strengths: sec 1 materials and loads (Fourth Revision) | CED | IS 5624:2021 | FOUNDATION BOLTS SPECIFICATION Second Revision | COMPONENT_PRODUCT | Indian
IS 802 (Part 1/Sec 1):2015 | Use of structural steel in overhead transmission line towers - Code of practice: Part 1 materials, loads and design strengths: sec 1 materials and loads (Fourth Revision) | CED | IS 6610:1972 | Specification for heavy washers for steel structures | COMPONENT_PRODUCT | Indian
IS 802 (Part 1/Sec 1):2015 | Use of structural steel in overhead transmission line towers - Code of practice: Part 1 materials, loads and design strengths: sec 1 materials and loads (Fourth Revision) | CED | IS 6623:2004 | High Strength Structural Nuts | REFERENCED_UNKNOWN | Indian
IS 802 (Part 1/Sec 1):2015 | Use of structural steel in overhead transmission line towers - Code of practice: Part 1 materials, loads and design strengths: sec 1 materials and loads (Fourth Revision) | CED | IS 6639:1972 | Specification for hexagon bolts for steel structures | COMPONENT_PRODUCT | Indian
IS 802 (Part 1/Sec 1):2015 | Use of structural steel in overhead transmission line towers - Code of practice: Part 1 materials, loads and design strengths: sec 1 materials and loads (Fourth Revision) | CED | IS 6649:1985 | Specification for hardened and tempered washers for high strength structural bolts and nuts (First Revision) | COMPONENT_PRODUCT | Indian
IS 802 (Part 1/Sec 1):2015 | Use of structural steel in overhead transmission line towers - Code of practice: Part 1 materials, loads and design strengths: sec 1 materials and loads (Fourth Revision) | CED | IS 802 (Part 1/Sec 2):2016 | Use of Structural Steel in Overhead Transmission Line Towers - Code of Practice: Part 1 Material, Loads and Design Strengths: Sec 2 Design Strengths (Fourth Revision) | INSTALLATION_CODE | Indian
IS 4021:1995 | Timber door, window and ventilator frames - specification | CED | IS 10428:2022 | Windows and Pedestrian Doors Vocabulary | TERMINOLOGY | Indian
IS 4021:1995 | Timber door, window and ventilator frames - specification | CED | IS 1141:1993 | Seasoning of Timber - Code of practice (Second Revision) | INSTALLATION_CODE | Indian
IS 4021:1995 | Timber door, window and ventilator frames - specification | CED | IS 12896:1990 | Indian timbers for door and window shutters and frames - classification | REFERENCED_UNKNOWN | Indian
IS 4021:1995 | Timber door, window and ventilator frames - specification | CED | IS 1331:1971 | Specification for Cut Sizes of Timber (Second Revison) | COMPONENT_PRODUCT | Indian
IS 4021:1995 | Timber door, window and ventilator frames - specification | CED | IS 216:2006 | Coal tar pitch - Specification (Second Revision) | COMPONENT_PRODUCT | Indian
IS 4021:1995 | Timber door, window and ventilator frames - specification | CED | IS 287:1993 | Permissible Moisture Content for Timber Used for Different Purposes - Recommendations (Third Revision) | REFERENCED_UNKNOWN | Indian
IS 4021:1995 | Timber door, window and ventilator frames - specification | CED | IS 3536:2016 | Ready mixed paint, brushing, wood primer - Specification (Second Revision) | COMPONENT_PRODUCT | Indian
IS 4021:1995 | Timber door, window and ventilator frames - specification | CED | IS 401:2001 | Preservation of Timber - Code of Practice (Fourth Revision) | INSTALLATION_CODE | Indian
IS 4021:1995 | Timber door, window and ventilator frames - specification | CED | IS 4835:1979 | Specification Polyvinyl Acetate Dispersion Based Adhesives for Wood | COMPONENT_PRODUCT | Indian
IS 4021:1995 | Timber door, window and ventilator frames - specification | CED | IS 707:2011 | Timber Technology and Utilization of Wood, Bamboo and Cane - Glossary of Terms (Third Revision) | TERMINOLOGY | Indian
IS 4021:1995 | Timber door, window and ventilator frames - specification | CED | IS 848:2025 | Synthetic Resin Adhesives for Plywood (Phenolic, Aminoplastic and Bio-Materials Based) - Specification ( Third Revision ) | COMPONENT_PRODUCT | Indian
IS 4021:1995 | Timber door, window and ventilator frames - specification | CED | IS 851:1978 | Specification for synthetic resin adhesives for construction work (Non - Structural) in wood (First Revision) | COMPONENT_PRODUCT | Indian
IS 4021:1995 | Timber door, window and ventilator frames - specification | CED | IS 852:1994 | Specification for synthetic resin adhesives for construction work (Non - Structural) in wood (First Revision) | COMPONENT_PRODUCT | Indian
IS 432 (Part 2):1982 | Specification for Mild Steel and Medium Tensile Steel Bars and Hard-Drawn Steel Wire for Concrete Reinforcement: Part 2 Hard-Drawn Steel Wire (Third Revision) | CED | IS 1387:1993 | General requirements for the supply of metallurgical materials (Second Revision) | COMPONENT_PRODUCT | Indian
IS 432 (Part 2):1982 | Specification for Mild Steel and Medium Tensile Steel Bars and Hard-Drawn Steel Wire for Concrete Reinforcement: Part 2 Hard-Drawn Steel Wire (Third Revision) | CED | IS 1608:2005 | Mechanical testing of metals - Tensile Testing | TEST_METHOD | Indian
IS 432 (Part 2):1982 | Specification for Mild Steel and Medium Tensile Steel Bars and Hard-Drawn Steel Wire for Concrete Reinforcement: Part 2 Hard-Drawn Steel Wire (Third Revision) | CED | IS 1716:2023 | Metallic materials Wire Reverse bend test | TEST_METHOD | Indian
IS 432 (Part 2):1982 | Specification for Mild Steel and Medium Tensile Steel Bars and Hard-Drawn Steel Wire for Concrete Reinforcement: Part 2 Hard-Drawn Steel Wire (Third Revision) | CED | IS 228:1959 | Methods of chemical analysis of pig iron, cast iron and plain carbon and low alloy steel | TEST_METHOD | Indian
IS 848:2025 | Synthetic Resin Adhesives for Plywood (Phenolic, Aminoplastic and Bio-Materials Based) - Specification ( Third Revision ) | CED | IS 1734 (Part 1 to 20):1983 | Methods of test for plywood | TEST_METHOD | Indian
IS 848:2025 | Synthetic Resin Adhesives for Plywood (Phenolic, Aminoplastic and Bio-Materials Based) - Specification ( Third Revision ) | CED | IS 707:2011 | Timber Technology and Utilization of Wood, Bamboo and Cane - Glossary of Terms (Third Revision) | TERMINOLOGY | Indian
IS 848:2025 | Synthetic Resin Adhesives for Plywood (Phenolic, Aminoplastic and Bio-Materials Based) - Specification ( Third Revision ) | CED | IS 19297:2025 | Ships and Marine Technology Cyber Safety | REFERENCED_UNKNOWN | Indian
IS 4351:2024 | Steel Frames for Doors - Specification (Third Revision) | CED | IS 12817:2013 | Stainless Steel Butt Hinges | REFERENCED_UNKNOWN | Indian
IS 4351:2024 | Steel Frames for Doors - Specification (Third Revision) | CED | IS 14246:2024 | CONTINUOUSLY PRE-PAINTED GALVANIZED STEEL SHEETS AND STRIPS - SPECIFICATION (Second Revision) Amendment - 1 | COMPONENT_PRODUCT | Indian
IS 4351:2024 | Steel Frames for Doors - Specification (Third Revision) | CED | IS 10428:2022 | Windows and Pedestrian Doors Vocabulary | TERMINOLOGY | Indian
IS 4351:2024 | Steel Frames for Doors - Specification (Third Revision) | CED | IS 12436:1988 | Specification for preformed rigid polyurethane (Pur) and polyisocyanurate (Pir) foams for thermal insulation | COMPONENT_PRODUCT | Indian
IS 4351:2024 | Steel Frames for Doors - Specification (Third Revision) | CED | IS 1341:1992 | Steel Butt Hinges - | REFERENCED_UNKNOWN | Indian
IS 4351:2024 | Steel Frames for Doors - Specification (Third Revision) | CED | IS 1367 (Part 10):2002 | Technical supply conditions for threaded steel fasteners: Part 10 surface discontinuities - Nuts (Third Revision) | REFERENCED_UNKNOWN | Indian
IS 4351:2024 | Steel Frames for Doors - Specification (Third Revision) | CED | IS 1367 (Part 11):2024 | Technical supply conditions for threaded steel fasteners: Part 11 Electroplated coating systems (fifth revision) | REFERENCED_UNKNOWN | Indian
IS 4351:2024 | Steel Frames for Doors - Specification (Third Revision) | CED | IS 1367 (Part 13):2020 | Technical Supply Conditions for Threaded Steel Fasteners Part 13 Hot Dip Galvanized Coatings on Threaded Fasteners ( Third Revision ) | REFERENCED_UNKNOWN | Indian
IS 4351:2024 | Steel Frames for Doors - Specification (Third Revision) | CED | IS 1367 (Part 14/Sec 2):2023 | Technical Supply Conditions for Threaded Steel Fasteners Part 14 Mechanical Properties of Corrosion-resistant Stainless steel Fasteners Section 2 Nuts with specified grades and property classes | COMPONENT_PRODUCT | Indian
IS 4351:2024 | Steel Frames for Doors - Specification (Third Revision) | CED | IS 1367 (Part 14/Sec 3):2018 | Technical supply conditions for threaded steel fasteners: Part 14 mechanical properties of corrosion - Resistant stainless steel fasteners section 3 set screws and similar fasteners not under tensile stress (Fourth Revision | REFERENCED_UNKNOWN | Indian
IS 4351:2024 | Steel Frames for Doors - Specification (Third Revision) | CED | IS 1367 (Part 18):1996 | Industrial fasteners - Threaded steel fasteners - Technical supply conditions: Part 18 packaging (Third Revision) | REFERENCED_UNKNOWN | Indian
IS 4351:2024 | Steel Frames for Doors - Specification (Third Revision) | CED | IS 1367 (Part 19):1997 | Industrial fasteners - Threaded steel fasteners - Technical supply conditions: Part 19 axial load fatigue testing of bolts, screws and studs | TEST_METHOD | Indian
IS 4351:2024 | Steel Frames for Doors - Specification (Third Revision) | CED | IS 1367 (Part 20):1996 | Industrial fasteners - Threaded steel fasteners - Technical supply conditions - Mechanical properties: Part 20 torsional - Test and mlnimum torques for bolts and screws with nominal diameters 1 mm to 10 mm | REFERENCED_UNKNOWN | Indian
IS 4351:2024 | Steel Frames for Doors - Specification (Third Revision) | CED | IS 1367 (Part 3):2017 | Technical supply conditions for threaded steel fasteners: Part 3 mechanical properties of fasteners made of carbon steel and bolts, screws and studs (Fifth Revision) | REFERENCED_UNKNOWN | Indian
IS 4351:2024 | Steel Frames for Doors - Specification (Third Revision) | CED | IS 1367 (Part 6):2025 | Technical supply conditions for threaded steel fasteners: Part 6 Mechanical properties of fasteners made of carbon steel and alloy steel - Nuts with specified property classes (fifth revision) | REFERENCED_UNKNOWN | Indian
IS 4351:2024 | Steel Frames for Doors - Specification (Third Revision) | CED | IS 1367 (Part 7):1980 | Technical supply conditions for tHreadeD steel fasteners: Part 7 mechanical properties and test methods for nuts without specified proof loads (Second Revision) | TEST_METHOD | Indian
IS 4351:2024 | Steel Frames for Doors - Specification (Third Revision) | CED | IS 1367 (Part 8):2020 | Technical Supply Conditions for Threaded Steel Fasteners Part 8 Prevailing Torque Type Steel Nuts — Functional Properties ( Fifth Revision ) | REFERENCED_UNKNOWN | Indian
IS 4351:2024 | Steel Frames for Doors - Specification (Third Revision) | CED | IS 1367 (Part 9/Sec 1):1993 | Technical supply conditions for threaded steel fasteners: Part 9 surface discontinuities section 1 bolts, screws and studs for general applications (Third Revision) | REFERENCED_UNKNOWN | Indian
IS 4351:2024 | Steel Frames for Doors - Specification (Third Revision) | CED | IS 1367 (Part 9/Sec 2):1993 | Technical supply conditions for threaded steel fasteners: Part 9 surface discontinuities section 2 bolts, screws and studs for special applications (Third Revision) | REFERENCED_UNKNOWN | Indian
IS 4351:2024 | Steel Frames for Doors - Specification (Third Revision) | CED | IS 1477 (Part 2):1971 | Code of practice for painting of ferrous metals in buildings: Part 2 painting (First Revision) | INSTALLATION_CODE | Indian
IS 4351:2024 | Steel Frames for Doors - Specification (Third Revision) | CED | IS 277:2003 | Galvanized Steel Sheets (Plain and Corrugated) | REFERENCED_UNKNOWN | Indian
IS 4351:2024 | Steel Frames for Doors - Specification (Third Revision) | CED | IS 362:1991 | Parliament Hinges -specification | COMPONENT_PRODUCT | Indian
IS 4351:2024 | Steel Frames for Doors - Specification (Third Revision) | CED | IS 4043:1969 | Recommendations for Symbolic Designation of Direction of Closing and Faces of Doors, Windows and Shutters | REFERENCED_UNKNOWN | Indian
IS 4351:2024 | Steel Frames for Doors - Specification (Third Revision) | CED | IS 4905:2015 | Random sampling and randomization procedures (First Revision) | REFERENCED_UNKNOWN | Indian
IS 4351:2024 | Steel Frames for Doors - Specification (Third Revision) | CED | IS 6911:2026 | STAINLESS STEEL PLATE, SHEET AND STRIP - SPECIFICATION (Third revision) | COMPONENT_PRODUCT | Indian
IS 4351:2024 | Steel Frames for Doors - Specification (Third Revision) | CED | IS 9106:1979 | Specification for rising butt hinges | COMPONENT_PRODUCT | Indian
IS 4351:2024 | Steel Frames for Doors - Specification (Third Revision) | CED | IS 1367 (Part 1):2014 | Technical supply conditions for threaded steel fasteners: Part 1 general requirements for bolts, screws, studs and nuts (Fourth Revision) | COMPONENT_PRODUCT | Indian
IS 4351:2024 | Steel Frames for Doors - Specification (Third Revision) | CED | IS 1367 (Part 12):1981 | Technical supply conditions for threaded steel fasteners: Part 12 phosphate coatings on threaded fasteners (Second Revision) | REFERENCED_UNKNOWN | Indian
IS 4351:2024 | Steel Frames for Doors - Specification (Third Revision) | CED | IS 1367 (Part 16):2002 | Technical supply conditions for threaded steel fasteners: Part 16 designation system for fasteners (Third Revision) | REFERENCED_UNKNOWN | Indian
IS 4351:2024 | Steel Frames for Doors - Specification (Third Revision) | CED | IS 1367 (Part 2):2002 | Technical supply conditions for threaded steel fasteners: Part 2 tolerances for fasteners - Bolts, screws, studs and nuts - Product grades a, b and c (Third Revision) | COMPONENT_PRODUCT | Indian
IS 4351:2024 | Steel Frames for Doors - Specification (Third Revision) | CED | IS 1367 (Part 5):2018 | Technical supply conditions for threaded steel fasteners: Part 5 mechanical properties of fasteners made of carbon steel and alloy steel - Set screws and similar threaded fasteners with specified hardness classes - Coarse thread and fine pitch thread (Fourth Revision) | REFERENCED_UNKNOWN | Indian
IS 4351:2024 | Steel Frames for Doors - Specification (Third Revision) | CED | IS 1477 (Part 1):1971 | Code of practice for painting of ferrous metals in buildings: Part 1 pretreatment (First Revision) | INSTALLATION_CODE | Indian
IS 4351:2024 | Steel Frames for Doors - Specification (Third Revision) | CED | IS 2074:2023 | Ready Mixed Paint Air Drying Red Oxide Zinc Chrome Priming -Specification (Fourth Revision) | COMPONENT_PRODUCT | Indian
IS 4351:2024 | Steel Frames for Doors - Specification (Third Revision) | CED | IS 513 (Part 1):2016 | Cold reduced carbon steel sheet and strip: Part 1 cold forming and drawing purpose (Sixth Revision) | REFERENCED_UNKNOWN | Indian
IS 4351:2024 | Steel Frames for Doors - Specification (Third Revision) | CED | IS 3400 (Part 2/Sec 5):2022 | METHODS OF TEST FOR RUBBER, VULCANIZED OR THERMOPLASTIC PART 2 DETERMINATION OF HARDNESS SECTION 5 INDENTATION HARDNESS BY IRHD POCKET METER METHOD ( Second Revision ) | TEST_METHOD | Indian
IS 4351:2024 | Steel Frames for Doors - Specification (Third Revision) | CED | IS 18538 (Part 1):2023 | GASEOUS HYDROGEN - FUELLING STATIONS PART 1 GENERAL REQUIREMENTS | COMPONENT_PRODUCT | Indian
IS 4351:2024 | Steel Frames for Doors - Specification (Third Revision) | CED | IS 18916:2024 | Raw optical glass - Determination of birefringence | REFERENCED_UNKNOWN | Indian
IS 4351:2024 | Steel Frames for Doors - Specification (Third Revision) | CED | IS 5182 (Part 27):2024 | Air Pollution - Methods for Measurement Part 27 Vapour-Phase Organic Chemicals Vinyl Chloride to nC22 Hydrocarbons in Air and Gaseous Emissions by Diffusive (Passive) Sampling onto Sorbent Tubes or Cartridges Followed by Thermal Desorption (TD) and Capillary Gas Chromatography (GC) Analysis. | REFERENCED_UNKNOWN | Indian
IS 2097:2024 | Low Expansion Foam Making Branch Pipe and Portable Foam Inductor - Specification (Third Revision) | CED | IS 1264:1997 | Brass gravity die castings - Specification (Fourth Revision) | COMPONENT_PRODUCT | Indian
IS 2097:2024 | Low Expansion Foam Making Branch Pipe and Portable Foam Inductor - Specification (Third Revision) | CED | IS 2673:2002 | Dimensions for wrought aluminium and aluminum alloys extruded round tube - Specification (Second Revision) | COMPONENT_PRODUCT | Indian
IS 2097:2024 | Low Expansion Foam Making Branch Pipe and Portable Foam Inductor - Specification (Third Revision) | CED | IS 291:1989 | Naval brass rods and sections for machining purposes - Specification (Third Revision) | COMPONENT_PRODUCT | Indian
IS 2097:2024 | Low Expansion Foam Making Branch Pipe and Portable Foam Inductor - Specification (Third Revision) | CED | IS 292:1983 | Specification for leaded brass ingots and casting (Second Revision) | COMPONENT_PRODUCT | Indian
IS 2097:2024 | Low Expansion Foam Making Branch Pipe and Portable Foam Inductor - Specification (Third Revision) | CED | IS 304:1981 | Specification for high tensile brass ingots and castings (Second Revision) | COMPONENT_PRODUCT | Indian
IS 2097:2024 | Low Expansion Foam Making Branch Pipe and Portable Foam Inductor - Specification (Third Revision) | CED | IS 318:1981 | Specification for leaded tin bronze ingots and castings (Second Revision) | COMPONENT_PRODUCT | Indian
IS 2097:2024 | Low Expansion Foam Making Branch Pipe and Portable Foam Inductor - Specification (Third Revision) | CED | IS 3444:1999 | Corrosion resistant high alloy steel and nickel base castings for general applications - Specification (Third Revision) | COMPONENT_PRODUCT | Indian
IS 2097:2024 | Low Expansion Foam Making Branch Pipe and Portable Foam Inductor - Specification (Third Revision) | CED | IS 407:1981 | Specification for brass tubes for general purposes (Third Revision) | COMPONENT_PRODUCT | Indian
IS 2097:2024 | Low Expansion Foam Making Branch Pipe and Portable Foam Inductor - Specification (Third Revision) | CED | IS 4989:2006 | Foam Concentrate for producing mechanical foam for fire fighting - Specification (Amalgamating IS 4989 (Part 1):1985, (Part 2) : 1984, (Part 3):1987 | COMPONENT_PRODUCT | Indian
IS 2097:2024 | Low Expansion Foam Making Branch Pipe and Portable Foam Inductor - Specification (Third Revision) | CED | IS 617:2024 | Aluminium and Aluminium Alloys Ingots for Remelting and Castings for General Engineering Purposes — Specification (Fourth Revision) | COMPONENT_PRODUCT | Indian
IS 2097:2024 | Low Expansion Foam Making Branch Pipe and Portable Foam Inductor - Specification (Third Revision) | CED | IS 636:1988 | Non-percolating flexible fire fighting delivery hose | REFERENCED_UNKNOWN | Indian
IS 2097:2024 | Low Expansion Foam Making Branch Pipe and Portable Foam Inductor - Specification (Third Revision) | CED | IS 6912:2025 | Copper and Copper Alloys Forging Stock and Forging - Specification ( Third Revision ) | COMPONENT_PRODUCT | Indian
IS 2097:2024 | Low Expansion Foam Making Branch Pipe and Portable Foam Inductor - Specification (Third Revision) | CED | IS 19067:2024 | SPACE SYSTEMS REQUIREMENTS FOR SMALL SPACECRAFT | COMPONENT_PRODUCT | Indian
IS 2097:2024 | Low Expansion Foam Making Branch Pipe and Portable Foam Inductor - Specification (Third Revision) | CED | IS 19368:2025 | Nīrkuṟi Analysis (Uromacroscopy) — Code of Practice | INSTALLATION_CODE | Indian
IS 16074:2024 | Steel Flush Door Shutters — Specification (First Revision) | CED | IS 12817:2013 | Stainless Steel Butt Hinges | REFERENCED_UNKNOWN | Indian
IS 16074:2024 | Steel Flush Door Shutters — Specification (First Revision) | CED | IS 14246:2024 | CONTINUOUSLY PRE-PAINTED GALVANIZED STEEL SHEETS AND STRIPS - SPECIFICATION (Second Revision) Amendment - 1 | COMPONENT_PRODUCT | Indian
IS 16074:2024 | Steel Flush Door Shutters — Specification (First Revision) | CED | IS 10428:2022 | Windows and Pedestrian Doors Vocabulary | TERMINOLOGY | Indian
IS 16074:2024 | Steel Flush Door Shutters — Specification (First Revision) | CED | IS 12436:1988 | Specification for preformed rigid polyurethane (Pur) and polyisocyanurate (Pir) foams for thermal insulation | COMPONENT_PRODUCT | Indian
IS 16074:2024 | Steel Flush Door Shutters — Specification (First Revision) | CED | IS 1341:1992 | Steel Butt Hinges - | REFERENCED_UNKNOWN | Indian
IS 16074:2024 | Steel Flush Door Shutters — Specification (First Revision) | CED | IS 1365:2022 | Slotted countersunk flat head screws Product grade A Fifth Revision of IS 1365 | REFERENCED_UNKNOWN | Indian
IS 16074:2024 | Steel Flush Door Shutters — Specification (First Revision) | CED | IS 13871:2021 | Powder coating - Specification | COMPONENT_PRODUCT | Indian
IS 16074:2024 | Steel Flush Door Shutters — Specification (First Revision) | CED | IS 2553 (Part 1):1990 | Safety Glass - Part 1 : General Purpose | REFERENCED_UNKNOWN | Indian
IS 16074:2024 | Steel Flush Door Shutters — Specification (First Revision) | CED | IS 277:2003 | Galvanized Steel Sheets (Plain and Corrugated) | REFERENCED_UNKNOWN | Indian
IS 16074:2024 | Steel Flush Door Shutters — Specification (First Revision) | CED | IS 2835:1987 | Specification for flat transparent sheet glass (Third Revision) | COMPONENT_PRODUCT | Indian
IS 16074:2024 | Steel Flush Door Shutters — Specification (First Revision) | CED | IS 362:1991 | Parliament Hinges -specification | COMPONENT_PRODUCT | Indian
IS 16074:2024 | Steel Flush Door Shutters — Specification (First Revision) | CED | IS 4351:2024 | Steel Frames for Doors - Specification (Third Revision) | COMPONENT_PRODUCT | Indian
IS 16074:2024 | Steel Flush Door Shutters — Specification (First Revision) | CED | IS 4671:2018 | Expanded polystyrene for thermal insulation purposes | REFERENCED_UNKNOWN | Indian
IS 16074:2024 | Steel Flush Door Shutters — Specification (First Revision) | CED | IS 6911:2026 | STAINLESS STEEL PLATE, SHEET AND STRIP - SPECIFICATION (Third revision) | COMPONENT_PRODUCT | Indian
IS 16074:2024 | Steel Flush Door Shutters — Specification (First Revision) | CED | IS 8183:2024 | Bonded mineral wool - Specification (Second Revision) | COMPONENT_PRODUCT | Indian
IS 16074:2024 | Steel Flush Door Shutters — Specification (First Revision) | CED | IS 9106:1979 | Specification for rising butt hinges | COMPONENT_PRODUCT | Indian
IS 16074:2024 | Steel Flush Door Shutters — Specification (First Revision) | CED | IS 1477 (Part 1):1971 | Code of practice for painting of ferrous metals in buildings: Part 1 pretreatment (First Revision) | INSTALLATION_CODE | Indian
IS 16074:2024 | Steel Flush Door Shutters — Specification (First Revision) | CED | IS 4020 (Part 1 to 16):1998 | Door shutters - Methods of tests (Third Revision) | TEST_METHOD | Indian
IS 2556 (Part 15):2024 | Vitreous China Sanitary Appliances —Specification Part 15 Specific Requirements of Universal Water Closets (Third Revision) | CED | IS 9140:1996 | Methods for sampling of vitreous and fire clay sanitary appliances (Second Revision) | REFERENCED_UNKNOWN | Indian
IS 2556 (Part 15):2024 | Vitreous China Sanitary Appliances —Specification Part 15 Specific Requirements of Universal Water Closets (Third Revision) | CED | IS 16595 (Part 302):2023 | Ergonomics of human-system Interaction Part 302: Terminology for electronic visual displays ISO 9241-302 | TERMINOLOGY | Indian
IS 2556 (Part 15):2024 | Vitreous China Sanitary Appliances —Specification Part 15 Specific Requirements of Universal Water Closets (Third Revision) | CED | IS 18180 (Part 1):2023 | Geometrical product specifications (GPS) - General concepts: Part 1 Model for geometrical specification and verification | COMPONENT_PRODUCT | Indian
IS 2556 (Part 15):2024 | Vitreous China Sanitary Appliances —Specification Part 15 Specific Requirements of Universal Water Closets (Third Revision) | CED | IS 18180 (Part 2):2023 | Geometrical product specifications (GPS) - General concepts: Part 2 Basic tenets, specifications, operators, uncertainties and ambiguities | COMPONENT_PRODUCT | Indian
IS 710:2024 | MARINE PLYWOOD - SPECIFICATION (Third Revision) | CED | IS 10013 (Part 1):1981 | Water Soluble Type Wood Preservatives: Part 1 Acid-Copper-Chrome (Acc) Preservative | REFERENCED_UNKNOWN | Indian
IS 710:2024 | MARINE PLYWOOD - SPECIFICATION (Third Revision) | CED | IS 10013 (Part 3):1981 | Water Soluble Type Wood Preservatives: Part 3 Copper-Chrome-Boron (Ccb) Wood Preservative | REFERENCED_UNKNOWN | Indian
IS 710:2024 | MARINE PLYWOOD - SPECIFICATION (Third Revision) | CED | IS 1150:2000 | Trade Names and Abbreviated Symbols for Timber Species (Third Revision) | TERMINOLOGY | Indian
IS 710:2024 | MARINE PLYWOOD - SPECIFICATION (Third Revision) | CED | IS 13745:2020 | Method for Determination of Formaldehyde Content in Wood-Based Panels by Extraction Method Called Perforator Method ( First Revision ) | REFERENCED_UNKNOWN | Indian
IS 710:2024 | MARINE PLYWOOD - SPECIFICATION (Third Revision) | CED | IS 1734 (Part 1 to 20):1983 | Methods of test for plywood | TEST_METHOD | Indian
IS 710:2024 | MARINE PLYWOOD - SPECIFICATION (Third Revision) | CED | IS 2753 (Part 1):1991 | Methods for estimation of preservatives in treated timber and in treating solutions: Part 1 Deterrmination of copper, arsenic, chromium, zinc, boron, creosote and fuel oil | REFERENCED_UNKNOWN | Indian
IS 710:2024 | MARINE PLYWOOD - SPECIFICATION (Third Revision) | CED | IS 2753 (Part 2):2014 | Methods for Estimation of Preservatives in Treated Timber and in Treating Solutions: Part 2 Determination of Copper (in copper Organic Preservative Salt) | REFERENCED_UNKNOWN | Indian
IS 710:2024 | MARINE PLYWOOD - SPECIFICATION (Third Revision) | CED | IS 287:1993 | Permissible Moisture Content for Timber Used for Different Purposes - Recommendations (Third Revision) | REFERENCED_UNKNOWN | Indian
IS 710:2024 | MARINE PLYWOOD - SPECIFICATION (Third Revision) | CED | IS 5539:1969 | Specification for preservative treated plywood | COMPONENT_PRODUCT | Indian
IS 710:2024 | MARINE PLYWOOD - SPECIFICATION (Third Revision) | CED | IS 707:2011 | Timber Technology and Utilization of Wood, Bamboo and Cane - Glossary of Terms (Third Revision) | TERMINOLOGY | Indian
IS 710:2024 | MARINE PLYWOOD - SPECIFICATION (Third Revision) | CED | IS 7638:1999 | Wood/Lignocellulosic Based Panel Products - Methods of Sampling | REFERENCED_UNKNOWN | Indian
IS 710:2024 | MARINE PLYWOOD - SPECIFICATION (Third Revision) | CED | IS 848:2025 | Synthetic Resin Adhesives for Plywood (Phenolic, Aminoplastic and Bio-Materials Based) - Specification ( Third Revision ) | COMPONENT_PRODUCT | Indian
IS 710:2024 | MARINE PLYWOOD - SPECIFICATION (Third Revision) | CED | IS/ISO 12460-1:2007 | Wood based panels - Determination of formaldehyde release: Part 1 formaldehyde emission by the 1 - Cubic - Metre chamber method | REFERENCED_UNKNOWN | Indian
IS 1326:2023 | Non-Coniferous Sawn Timber (Baulks and Scantling) - Specification (Third Revision) | CED | IS 1141:1993 | Seasoning of Timber - Code of practice (Second Revision) | INSTALLATION_CODE | Indian
IS 1326:2023 | Non-Coniferous Sawn Timber (Baulks and Scantling) - Specification (Third Revision) | CED | IS 1150:2000 | Trade Names and Abbreviated Symbols for Timber Species (Third Revision) | TERMINOLOGY | Indian
IS 1326:2023 | Non-Coniferous Sawn Timber (Baulks and Scantling) - Specification (Third Revision) | CED | IS 3364 (Part 2):1976 | Methods of measurement and evaluation of defects in timber: Part 2 Converted timber | REFERENCED_UNKNOWN | Indian
IS 1326:2023 | Non-Coniferous Sawn Timber (Baulks and Scantling) - Specification (Third Revision) | CED | IS 401:2001 | Preservation of Timber - Code of Practice (Fourth Revision) | INSTALLATION_CODE | Indian
IS 1326:2023 | Non-Coniferous Sawn Timber (Baulks and Scantling) - Specification (Third Revision) | CED | IS 707:2011 | Timber Technology and Utilization of Wood, Bamboo and Cane - Glossary of Terms (Third Revision) | TERMINOLOGY | Indian
IS 2674:2023 | Battened Plywood Cases - Specification Third Revision | CED | IS 303:2024 | IS 303: 2024 Plywood for General Purposes - Specification (fourth revision) ( Draft Second Amendment of IS 303:2024) ( ICS 79.060.10) | COMPONENT_PRODUCT | Indian
IS 2674:2023 | Battened Plywood Cases - Specification Third Revision | CED | IS 6662:1993 | Timber species suitable for wooden packaging - Specification (Second Revision) | COMPONENT_PRODUCT | Indian
IS 2674:2023 | Battened Plywood Cases - Specification Third Revision | CED | IS 6703:1972 | Glossary of wooden packaging terms | TERMINOLOGY | Indian
IS 2674:2023 | Battened Plywood Cases - Specification Third Revision | CED | IS 707:2011 | Timber Technology and Utilization of Wood, Bamboo and Cane - Glossary of Terms (Third Revision) | TERMINOLOGY | Indian
IS 2674:2023 | Battened Plywood Cases - Specification Third Revision | CED | IS 723:2023 | Steel Countersunk Head Wire Nails - Specification ( Second Revision ) | COMPONENT_PRODUCT | Indian
IS 1478:2023 | Clay Flooring Tiles Specification | CED | IS 2248:2025 | Clay Products for Buildings - Glossary of Terms | TERMINOLOGY | Indian
IS 1478:2023 | Clay Flooring Tiles Specification | CED | IS 6873 (Part 2/Sec 1):2024 | Limits and Methods of Measurement of Radio Disturbance Characteristics PART 2 Electromagnetic Compatibility (EMC) - Requirements for Household Appliances, Electric Tools and Similar Apparatus Section 1 Emission ( Fourth Revision) | COMPONENT_PRODUCT | Indian
IS 1196:2023 | Laying Bitumen Mastic Flooring - Code of Practice (Third Revision) | CED | IS 1195:2002 | Bitumen - Mastic for flooring - Specification (Third Revision) | COMPONENT_PRODUCT | Indian
IS 1196:2023 | Laying Bitumen Mastic Flooring - Code of Practice (Third Revision) | CED | IS 1322:1993 | Bitumen Felts for Water Proofing and Damp-proofing - Specification (Fourth Revision) | COMPONENT_PRODUCT | Indian
IS 1196:2023 | Laying Bitumen Mastic Flooring - Code of Practice (Third Revision) | CED | IS 7193:2013 | Glass Fibre Base Bitumen Felts - Specification (Second Revision) | COMPONENT_PRODUCT | Indian
IS 1196:2023 | Laying Bitumen Mastic Flooring - Code of Practice (Third Revision) | CED | IS 18169:2023 | DETERMINATION OF AVERAGE CRYSTAL SIZE OF MAGNESIA | REFERENCED_UNKNOWN | Indian
IS 1196:2023 | Laying Bitumen Mastic Flooring - Code of Practice (Third Revision) | CED | IS 18909:2024 | Raw Optical Glass - Vocabulary | TERMINOLOGY | Indian
IS 3367:2023 | BURNT CLAY TILES FOR USE IN LINING IRRIGATION AND DRAINAGE WORKS - SPECIFICATION | CED | IS 5454:2024 | Burnt Clay Bricks and Burnt Clay Tiles - Methods of Sampling | REFERENCED_UNKNOWN | Indian
IS 3367:2023 | BURNT CLAY TILES FOR USE IN LINING IRRIGATION AND DRAINAGE WORKS - SPECIFICATION | CED | IS 3495 (Part 2):2019 | Burnt Clay Building Bricks — Methods of Tests Part 2 Determination of Water Absorption ( Fourth Revision ) | TEST_METHOD | Indian
IS 3367:2023 | BURNT CLAY TILES FOR USE IN LINING IRRIGATION AND DRAINAGE WORKS - SPECIFICATION | CED | IS 3495 (Part 4):2019 | Burnt Clay Building Bricks — Methods of Tests Part 4 Determination of Warpage ( Fourth Revision ) | TEST_METHOD | Indian
IS 3951 (Part 2):2023 | HOLLOW CLAY TILES FOR FLOORS AND ROOFS SPECIFICATION PART 2 STRUCTURAL TYPE | CED | IS 2248:2025 | Clay Products for Buildings - Glossary of Terms | TERMINOLOGY | Indian
IS 3951 (Part 2):2023 | HOLLOW CLAY TILES FOR FLOORS AND ROOFS SPECIFICATION PART 2 STRUCTURAL TYPE | CED | IS 383:2016 | Coarse and Fine Aggregate for Concrete - Specification (Third Revision) | COMPONENT_PRODUCT | Indian
IS 3951 (Part 2):2023 | HOLLOW CLAY TILES FOR FLOORS AND ROOFS SPECIFICATION PART 2 STRUCTURAL TYPE | CED | IS 5454:2024 | Burnt Clay Bricks and Burnt Clay Tiles - Methods of Sampling | REFERENCED_UNKNOWN | Indian
IS 11384:2022 | Composite Construction in Structural Steel and Concrete - Code of Practice | CED | 0 0 |  | REFERENCED_UNKNOWN | International
IS 14268:2022 | Uncoated Stress Relieved Low Relaxation Seven-Wire (Ply) Strand for Prestressed Concrete -Specification (Second Revision) | CED | IS 1387:1993 | General requirements for the supply of metallurgical materials (Second Revision) | COMPONENT_PRODUCT | Indian
IS 14268:2022 | Uncoated Stress Relieved Low Relaxation Seven-Wire (Ply) Strand for Prestressed Concrete -Specification (Second Revision) | CED | IS 1956 (Part 1):1976 | Glossary of terms relating to iron and steel: Part 1 general metallurgy, heat treatment and testing (First Revision) | TERMINOLOGY | Indian
IS 14268:2022 | Uncoated Stress Relieved Low Relaxation Seven-Wire (Ply) Strand for Prestressed Concrete -Specification (Second Revision) | CED | IS 1956 (Part 2):2018 | Glossary of terms relating to iron and steel: Part 2 steel making (Second Revision) | TERMINOLOGY | Indian
IS 14268:2022 | Uncoated Stress Relieved Low Relaxation Seven-Wire (Ply) Strand for Prestressed Concrete -Specification (Second Revision) | CED | IS 1956 (Part 5):1976 | Glossary of terms relating to iron and steel: Part V bright steel bar and steel wire (First Revision) | TERMINOLOGY | Indian
IS 14268:2022 | Uncoated Stress Relieved Low Relaxation Seven-Wire (Ply) Strand for Prestressed Concrete -Specification (Second Revision) | CED | IS 2:2022 | RULES FOR ROUNDING OFF NUMERICAL VALUES (Second Revision) | REFERENCED_UNKNOWN | Indian
IS 14268:2022 | Uncoated Stress Relieved Low Relaxation Seven-Wire (Ply) Strand for Prestressed Concrete -Specification (Second Revision) | CED | IS 7904:1995 | High Carbon Steel Wire Rods | REFERENCED_UNKNOWN | Indian
IS 14268:2022 | Uncoated Stress Relieved Low Relaxation Seven-Wire (Ply) Strand for Prestressed Concrete -Specification (Second Revision) | CED | IS 1956 (Part 3):2019 | Glossary of terms relating to iron and steel: Part 3 long products (Including Bars, Rods, Sections And Wires) (Second Revision) | TERMINOLOGY | Indian
IS 14268:2022 | Uncoated Stress Relieved Low Relaxation Seven-Wire (Ply) Strand for Prestressed Concrete -Specification (Second Revision) | CED | IS 1608 (Part 1):2022 | Metallic materials - Tensile testing - Part 1 : Method of test at room temperature ( Fifth Revision) | TEST_METHOD | Indian
IS 3036:2022 | Laying Lime Concrete for a Waterproofed Roof Finish - Code of Practice (Third Revision) | CED | IS 1344:1981 | Specification for Calcined Clay Pozzolana (Second Revision) | COMPONENT_PRODUCT | Indian
IS 3036:2022 | Laying Lime Concrete for a Waterproofed Roof Finish - Code of Practice (Third Revision) | CED | IS 1635:1992 | Field Slaking of Building Lime and Preparation of Putty - Code of practice (Second Revision) | INSTALLATION_CODE | Indian
IS 3036:2022 | Laying Lime Concrete for a Waterproofed Roof Finish - Code of Practice (Third Revision) | CED | IS 2250:1981 | Preparation and use of masonry mortars - Code of practice (First Revision) | INSTALLATION_CODE | Indian
IS 3036:2022 | Laying Lime Concrete for a Waterproofed Roof Finish - Code of Practice (Third Revision) | CED | IS 2541:1991 | Preparation and use of lime concrete - Code of practice (Second Revision) | INSTALLATION_CODE | Indian
IS 3036:2022 | Laying Lime Concrete for a Waterproofed Roof Finish - Code of Practice (Third Revision) | CED | IS 2690 (Part 1):2023 | BURNT CLAY FLAT TERRACING TILES - SPECIFICATION: PART 1 MACHINE MADE (Third Revision) | COMPONENT_PRODUCT | Indian
IS 3036:2022 | Laying Lime Concrete for a Waterproofed Roof Finish - Code of Practice (Third Revision) | CED | IS 2690 (Part 2):2023 | BURNT CLAY FLAT TERRACING TILES - SPECIFICATION: PART 2 HAND MADE (Third Revision) | COMPONENT_PRODUCT | Indian
IS 3036:2022 | Laying Lime Concrete for a Waterproofed Roof Finish - Code of Practice (Third Revision) | CED | IS 3068:1986 | Broken brick (burnt clay) coarse aggregates for use in lime concrete - Specification (Second Revision) | COMPONENT_PRODUCT | Indian
IS 3036:2022 | Laying Lime Concrete for a Waterproofed Roof Finish - Code of Practice (Third Revision) | CED | IS 383:2016 | Coarse and Fine Aggregate for Concrete - Specification (Third Revision) | COMPONENT_PRODUCT | Indian
IS 3036:2022 | Laying Lime Concrete for a Waterproofed Roof Finish - Code of Practice (Third Revision) | CED | IS 4098:1983 | Specification for lime - Pozzolana mixture (First Revision) | COMPONENT_PRODUCT | Indian
IS 3036:2022 | Laying Lime Concrete for a Waterproofed Roof Finish - Code of Practice (Third Revision) | CED | IS 456:2000 | Plain and reinforced concrete - Code of practice (Fourth Revision) | INSTALLATION_CODE | Indian
IS 3036:2022 | Laying Lime Concrete for a Waterproofed Roof Finish - Code of Practice (Third Revision) | CED | IS 712:1984 | Specification for building limes (Third Revision) | COMPONENT_PRODUCT | Indian
IS 3036:2022 | Laying Lime Concrete for a Waterproofed Roof Finish - Code of Practice (Third Revision) | CED | IS 9103:1999 | Concrete Admixtures -Specification (First Revision) | COMPONENT_PRODUCT | Indian
IS 3036:2022 | Laying Lime Concrete for a Waterproofed Roof Finish - Code of Practice (Third Revision) | CED | IS 3067:1988 | Code of practice for general design details and preparatory work for damp-proofing and water-proofing of buildings (First Revision) | INSTALLATION_CODE | Indian
IS 2372:2021 | Timber for Cooling Towers - Specification ( Third Revision ) | CED | 0 0 |  | REFERENCED_UNKNOWN | International
IS 5509:2021 | Fire Retardant Plywood - Specification ( Third Revision ) | CED | 0 0 |  | REFERENCED_UNKNOWN | International
IS 15834:2020 | Stainless Steel Sliding Door Bolts ( Aldrops ) for Use With Padlocks - Specification ( First Revision ) | CED | IS 4905:2015 | Random sampling and randomization procedures (First Revision) | REFERENCED_UNKNOWN | Indian
IS 15834:2020 | Stainless Steel Sliding Door Bolts ( Aldrops ) for Use With Padlocks - Specification ( First Revision ) | CED | IS 6527:1995 | Stainless steel wire rods - Specification (First Revision) | COMPONENT_PRODUCT | Indian
IS 15834:2020 | Stainless Steel Sliding Door Bolts ( Aldrops ) for Use With Padlocks - Specification ( First Revision ) | CED | IS 6911:2026 | STAINLESS STEEL PLATE, SHEET AND STRIP - SPECIFICATION (Third revision) | COMPONENT_PRODUCT | Indian
IS 15834:2020 | Stainless Steel Sliding Door Bolts ( Aldrops ) for Use With Padlocks - Specification ( First Revision ) | CED | IS 9844:1981 | Methods of testing corrosion resistance of electroplated and anodized aluminium coatings by neutral salt spray test | TEST_METHOD | Indian
IS 15834:2020 | Stainless Steel Sliding Door Bolts ( Aldrops ) for Use With Padlocks - Specification ( First Revision ) | CED | IS 1608 (Part 1):2022 | Metallic materials - Tensile testing - Part 1 : Method of test at room temperature ( Fifth Revision) | TEST_METHOD | Indian
IS 784:2019 | Prestressed concrete pipes (Including Specials) - Specification (Third Revision) | CED | IS 10748:2025 | Hot-Rolled Steel Strip for Welded Tubes and Pipes - Specification ( Third Revision) | COMPONENT_PRODUCT | Indian
IS 784:2019 | Prestressed concrete pipes (Including Specials) - Specification (Third Revision) | CED | IS 12330:1988 | Specificatioon for Sulphate Resisting Portland Cement | REFERENCED_UNKNOWN | Indian
IS 784:2019 | Prestressed concrete pipes (Including Specials) - Specification (Third Revision) | CED | IS 1489 (Part 1):1991 | Specification for Portland pozzolana cement Part 1 Flyash based | COMPONENT_PRODUCT | Indian
IS 784:2019 | Prestressed concrete pipes (Including Specials) - Specification (Third Revision) | CED | IS 1566:1982 | Specification for Hard - Drawn Steel Wire Fabric for Concrete Reinforcement (Second Revision) | COMPONENT_PRODUCT | Indian
IS 784:2019 | Prestressed concrete pipes (Including Specials) - Specification (Third Revision) | CED | IS 1785 (Part 2):1983 | Specification for Plain Hard Drawn Steel Wire for Prestressed Concrete: Part 2 As-Drawn Wire (First Revision) | COMPONENT_PRODUCT | Indian
IS 784:2019 | Prestressed concrete pipes (Including Specials) - Specification (Third Revision) | CED | IS 1786:2008 | High Strength Deformed Steel Bars and Wires for Concrete Reinforcement - Specification (Fourth Revision) | COMPONENT_PRODUCT | Indian
IS 784:2019 | Prestressed concrete pipes (Including Specials) - Specification (Third Revision) | CED | IS 2041:2024 | Steel Plates and Strips for Pressure Vessels Used at Moderate and Low Temperature — Specification (Fourth Revision) | COMPONENT_PRODUCT | Indian
IS 784:2019 | Prestressed concrete pipes (Including Specials) - Specification (Third Revision) | CED | IS 2062 (Part 1):2025 | Structural Steel - Part 1 - Hot Rolled Medium and High tensile Steel | REFERENCED_UNKNOWN | Indian
IS 784:2019 | Prestressed concrete pipes (Including Specials) - Specification (Third Revision) | CED | IS 3597:1998 | Concrete pipes - Methods of test | TEST_METHOD | Indian
IS 784:2019 | Prestressed concrete pipes (Including Specials) - Specification (Third Revision) | CED | IS 3658:1999 | Code of practice for liquid penetrant flaw detection (Second Revision) | INSTALLATION_CODE | Indian
IS 784:2019 | Prestressed concrete pipes (Including Specials) - Specification (Third Revision) | CED | IS 383:2016 | Coarse and Fine Aggregate for Concrete - Specification (Third Revision) | COMPONENT_PRODUCT | Indian
IS 784:2019 | Prestressed concrete pipes (Including Specials) - Specification (Third Revision) | CED | IS 432 (Part 1):2026 | Specification for Mild Steel And Medium Tensile Steel Bars and Hard-Drawn Steel Wire for Concrete Reinforcement Part 1 Mild Steel and Medium Tensile Steel Bars Fourth Revision | COMPONENT_PRODUCT | Indian
IS 784:2019 | Prestressed concrete pipes (Including Specials) - Specification (Third Revision) | CED | IS 432 (Part 2):1982 | Specification for Mild Steel and Medium Tensile Steel Bars and Hard-Drawn Steel Wire for Concrete Reinforcement: Part 2 Hard-Drawn Steel Wire (Third Revision) | COMPONENT_PRODUCT | Indian
IS 784:2019 | Prestressed concrete pipes (Including Specials) - Specification (Third Revision) | CED | IS 455:1989 | Portland Slag Cement - Specification | COMPONENT_PRODUCT | Indian
IS 784:2019 | Prestressed concrete pipes (Including Specials) - Specification (Third Revision) | CED | IS 456:2000 | Plain and reinforced concrete - Code of practice (Fourth Revision) | INSTALLATION_CODE | Indian
IS 784:2019 | Prestressed concrete pipes (Including Specials) - Specification (Third Revision) | CED | IS 5382:2025 | RUBBER SEALS JOINT RINGS FOR WATER SUPPLY DRAINAGE AND SEWERAGE PIPELINES SPECIFICATION FOR MATERIALS ( Third Revision ) | COMPONENT_PRODUCT | Indian
IS 784:2019 | Prestressed concrete pipes (Including Specials) - Specification (Third Revision) | CED | IS 5986:2011 | Hot Rolled Steel Flat Products for Structural Forming and Flanging Purposes | REFERENCED_UNKNOWN | Indian
IS 784:2019 | Prestressed concrete pipes (Including Specials) - Specification (Third Revision) | CED | IS 6003:2010 | Indented Wire For Prestressed Concrete - Specification (Second Revision) | COMPONENT_PRODUCT | Indian
IS 784:2019 | Prestressed concrete pipes (Including Specials) - Specification (Third Revision) | CED | IS 6006:2014 | Uncoated Stress Relieved Strand for Prestressed Concrete - Specification (Second Revision) | COMPONENT_PRODUCT | Indian
IS 784:2019 | Prestressed concrete pipes (Including Specials) - Specification (Third Revision) | CED | IS 6240:2008 | Hot rolled steel plate (Up To 6 Mm) sheet and strip for the manufacture of low pressure liquefiable gas cylinders (Fourth Revision) | REFERENCED_UNKNOWN | Indian
IS 784:2019 | Prestressed concrete pipes (Including Specials) - Specification (Third Revision) | CED | IS 783:1985 | Code of Practice for Laying of Concrete Pipes | INSTALLATION_CODE | Indian
IS 784:2019 | Prestressed concrete pipes (Including Specials) - Specification (Third Revision) | CED | IS 8041:2026 | Rapid Hardening Portland Cement Specification Third Revision of IS 8041 | COMPONENT_PRODUCT | Indian
IS 784:2019 | Prestressed concrete pipes (Including Specials) - Specification (Third Revision) | CED | IS 9103:1999 | Concrete Admixtures -Specification (First Revision) | COMPONENT_PRODUCT | Indian
IS 784:2019 | Prestressed concrete pipes (Including Specials) - Specification (Third Revision) | CED | IS 916:2000 | Square tins for solid products - Specification (Fourth Revision) | COMPONENT_PRODUCT | Indian
IS 784:2019 | Prestressed concrete pipes (Including Specials) - Specification (Third Revision) | CED | IS 1785 (Part 1):1983 | Specification for Plain Hard - Drawn Steel Wire for Prestressed Concrete: Part 1 Cold Drawn Stress - Relieved Wire (Second Revision) | COMPONENT_PRODUCT | Indian
IS 10 (Part 2):2013 | Plywood Tea-Chests - Specification: Part 2 Plywood (Sixth Revision) | CED | IS 10 (Part 1):1990 | Plywood Tea-Chests - Specification: Part 1 General (Fifth Revision) | COMPONENT_PRODUCT | Indian
IS 10 (Part 2):2013 | Plywood Tea-Chests - Specification: Part 2 Plywood (Sixth Revision) | CED | IS 2753 (Part 1):1991 | Methods for estimation of preservatives in treated timber and in treating solutions: Part 1 Deterrmination of copper, arsenic, chromium, zinc, boron, creosote and fuel oil | REFERENCED_UNKNOWN | Indian
IS 10 (Part 2):2013 | Plywood Tea-Chests - Specification: Part 2 Plywood (Sixth Revision) | CED | IS 4905:2015 | Random sampling and randomization procedures (First Revision) | REFERENCED_UNKNOWN | Indian
IS 10 (Part 2):2013 | Plywood Tea-Chests - Specification: Part 2 Plywood (Sixth Revision) | CED | IS 707:2011 | Timber Technology and Utilization of Wood, Bamboo and Cane - Glossary of Terms (Third Revision) | TERMINOLOGY | Indian
IS 10 (Part 2):2013 | Plywood Tea-Chests - Specification: Part 2 Plywood (Sixth Revision) | CED | IS 1734 (Part 1):1983 | Methods of test for plywood (Parts 1 to 20 in one volume) PART I DETERMINATION OF DENSITY AND - MOISTURE CONTENT | TEST_METHOD | Indian
IS 10 (Part 2):2013 | Plywood Tea-Chests - Specification: Part 2 Plywood (Sixth Revision) | CED | IS 1734 (Part 5):1983 | Methods of test for plywood (Parts 1 to 20 in one volume) PART 5 TEST FOR ADHESION OF PLIES | TEST_METHOD | Indian
IS 7193:2013 | Glass Fibre Base Bitumen Felts - Specification (Second Revision) | CED | IS 13826 (Part 1):1993 | Bitumen based felts - Method of test Part 1 Breaking strength test | TEST_METHOD | Indian
IS 7193:2013 | Glass Fibre Base Bitumen Felts - Specification (Second Revision) | CED | IS 13826 (Part 2):2022 | Bitumen based felts - Methods of test: Part 2 Pliability test (First Revision) | TEST_METHOD | Indian
IS 7193:2013 | Glass Fibre Base Bitumen Felts - Specification (Second Revision) | CED | IS 13826 (Part 3):1993 | Bitumen based felts - Methods of test Part 3 Storage sticking test | TEST_METHOD | Indian
IS 7193:2013 | Glass Fibre Base Bitumen Felts - Specification (Second Revision) | CED | IS 13826 (Part 4):1993 | Bitumen Based Felts - Methods of Test: Part 4 Pressure Head Test | TEST_METHOD | Indian
IS 7193:2013 | Glass Fibre Base Bitumen Felts - Specification (Second Revision) | CED | IS 13826 (Part 5):1994 | Bitumen based felts - Methods of test Part 5 Heat resistance test | TEST_METHOD | Indian
IS 7193:2013 | Glass Fibre Base Bitumen Felts - Specification (Second Revision) | CED | IS 13826 (Part 6):1993 | Bitumen based felts - Methods of test Part 6 Water absorption test | TEST_METHOD | Indian
IS 7193:2013 | Glass Fibre Base Bitumen Felts - Specification (Second Revision) | CED | IS 13826 (Part 7):1993 | Bitumen based felts - Methods of test Part 7 Determination of binder test | TEST_METHOD | Indian
IS 7193:2013 | Glass Fibre Base Bitumen Felts - Specification (Second Revision) | CED | IS 460 (Part 1):2020 | Test Sieves — Specification Part 1 Wire Cloth Test Sieves ( Fourth Revision ) | COMPONENT_PRODUCT | Indian
IS 7193:2013 | Glass Fibre Base Bitumen Felts - Specification (Second Revision) | CED | IS 4905:2015 | Random sampling and randomization procedures (First Revision) | REFERENCED_UNKNOWN | Indian
IS 7193:2013 | Glass Fibre Base Bitumen Felts - Specification (Second Revision) | CED | IS 1203:2022 | Methods for testing tar and bituminous materials - Determination of penetration (Second Revision) | REFERENCED_UNKNOWN | Indian
IS 7193:2013 | Glass Fibre Base Bitumen Felts - Specification (Second Revision) | CED | IS 1205:2022 | Methods for testing tar and bituminous materials - Determination of softening point - Ring and ball apparatus (Second Revision) | REFERENCED_UNKNOWN | Indian
IS 1237:2012 | Cement Concrete Flooring Tiles - Specification (Second Revision) | CED | IS 15622:2006 | Pressed ceramic tiles - (Superseding IS 13753:1993, IS 13754:1993, IS 13755:1993 and IS 13756:1993) | REFERENCED_UNKNOWN | Indian
IS 281:2009 | Mild steel sliding door bolts for use with padlocks - Specification (Fourth Revision) | CED | IS 1068:2025 | Metallic and other inorganic coatings - Electrodeposited coatings of nickel, nickel plus chromium, copper plus nickel and of copper plus nickel plus chromium (Fourth Revision) | REFERENCED_UNKNOWN | Indian
IS 281:2009 | Mild steel sliding door bolts for use with padlocks - Specification (Fourth Revision) | CED | IS 1079:2009 | Hot Rolled Carbon Steel Sheet and Strip | REFERENCED_UNKNOWN | Indian
IS 281:2009 | Mild steel sliding door bolts for use with padlocks - Specification (Fourth Revision) | CED | IS 1378:1987 | Specification for oxidized - Copper finishes (Third Revision) | COMPONENT_PRODUCT | Indian
IS 281:2009 | Mild steel sliding door bolts for use with padlocks - Specification (Fourth Revision) | CED | IS 210:2009 | Grey iron castings - Specification (Fifth Revision) | COMPONENT_PRODUCT | Indian
IS 281:2009 | Mild steel sliding door bolts for use with padlocks - Specification (Fourth Revision) | CED | IS 451:1999 | Technical supply conditions for wood screws (Third Revision) | REFERENCED_UNKNOWN | Indian
IS 281:2009 | Mild steel sliding door bolts for use with padlocks - Specification (Fourth Revision) | CED | IS 226:1975 | Structural steel (Standard quality) | REFERENCED_UNKNOWN | Indian
IS 2645:2003 | Integral Waterproofing Compounds for Cement Mortar and Concrete - Specification (Second Revision) | CED | IS 1489 (Part 1):1991 | Specification for Portland pozzolana cement Part 1 Flyash based | COMPONENT_PRODUCT | Indian
IS 2645:2003 | Integral Waterproofing Compounds for Cement Mortar and Concrete - Specification (Second Revision) | CED | IS 1727:1967 | Methods of Test for Pozzolanic Materials (First Revision) | TEST_METHOD | Indian
IS 2645:2003 | Integral Waterproofing Compounds for Cement Mortar and Concrete - Specification (Second Revision) | CED | IS 4031 (Part 5):1988 | Methods of Physical Tests for Hydraulic Cement: Part 5 Determination of Initial and Final Setting Times (First Revision) | TEST_METHOD | Indian
IS 2645:2003 | Integral Waterproofing Compounds for Cement Mortar and Concrete - Specification (Second Revision) | CED | IS 4031 (Part 6):1988 | Methods of Physical Tests for Hydraulic Cement: Part 6 Determination of Compressive Strength of Hydraulic Cement other than Masonry Cement (First Revision) | TEST_METHOD | Indian
IS 2645:2003 | Integral Waterproofing Compounds for Cement Mortar and Concrete - Specification (Second Revision) | CED | IS 456:2000 | Plain and reinforced concrete - Code of practice (Fourth Revision) | INSTALLATION_CODE | Indian
IS 2645:2003 | Integral Waterproofing Compounds for Cement Mortar and Concrete - Specification (Second Revision) | CED | IS 650:1991 | Standard sand for testing cement - Specification (Second Revision) | COMPONENT_PRODUCT | Indian
IS 2645:2003 | Integral Waterproofing Compounds for Cement Mortar and Concrete - Specification (Second Revision) | CED | IS 6925:1973 | Methods of Test for Determination of Water Soluble Chlorides in Concrete Admixtures | TEST_METHOD | Indian
IS 1626 (Part 1):1994 | Asbestos cement building pipes and pipe fittings, gutters and gutter fittings and roofing fitting: Part 1 pipe and pipe fittings (Second Revision) | CED | IS 12269:2013 | Ordinary Portland cement, 53 grade | REFERENCED_UNKNOWN | Indian
IS 1626 (Part 1):1994 | Asbestos cement building pipes and pipe fittings, gutters and gutter fittings and roofing fitting: Part 1 pipe and pipe fittings (Second Revision) | CED | IS 269:2013 | Ordinary Portland Cement, 33 Grade | REFERENCED_UNKNOWN | Indian
IS 1626 (Part 1):1994 | Asbestos cement building pipes and pipe fittings, gutters and gutter fittings and roofing fitting: Part 1 pipe and pipe fittings (Second Revision) | CED | IS 8112:2013 | Ordinary Portland Cement, 43 Grade | REFERENCED_UNKNOWN | Indian
IS 1626 (Part 1):1994 | Asbestos cement building pipes and pipe fittings, gutters and gutter fittings and roofing fitting: Part 1 pipe and pipe fittings (Second Revision) | CED | IS 11769 (Part 1):1987 | Guidelines for safe use of products containing asbestos: Part 1 asbestos cement products | REFERENCED_UNKNOWN | Indian
IS 1626 (Part 1):1994 | Asbestos cement building pipes and pipe fittings, gutters and gutter fittings and roofing fitting: Part 1 pipe and pipe fittings (Second Revision) | CED | IS 12081 (Part 2):1987 | Recommendations for pictorial warning signs and precautionary notices for asbestos and products containing asbestos: Part 2 asbestos and its products | REFERENCED_UNKNOWN | Indian
IS 1626 (Part 1):1994 | Asbestos cement building pipes and pipe fittings, gutters and gutter fittings and roofing fitting: Part 1 pipe and pipe fittings (Second Revision) | CED | IS 1489 (Part 1):1991 | Specification for Portland pozzolana cement Part 1 Flyash based | COMPONENT_PRODUCT | Indian
IS 1626 (Part 1):1994 | Asbestos cement building pipes and pipe fittings, gutters and gutter fittings and roofing fitting: Part 1 pipe and pipe fittings (Second Revision) | CED | IS 1489 (Part 2):1991 | Specification for Portland-pozzolana cement Part 2 calcined clay based | COMPONENT_PRODUCT | Indian
IS 1626 (Part 1):1994 | Asbestos cement building pipes and pipe fittings, gutters and gutter fittings and roofing fitting: Part 1 pipe and pipe fittings (Second Revision) | CED | IS 455:1989 | Portland Slag Cement - Specification | COMPONENT_PRODUCT | Indian
IS 1626 (Part 1):1994 | Asbestos cement building pipes and pipe fittings, gutters and gutter fittings and roofing fitting: Part 1 pipe and pipe fittings (Second Revision) | CED | IS 5913:2003 | Asbestos Cement Products - Methods of Test | TEST_METHOD | Indian
IS 1626 (Part 1):1994 | Asbestos cement building pipes and pipe fittings, gutters and gutter fittings and roofing fitting: Part 1 pipe and pipe fittings (Second Revision) | CED | IS 7639:1975 | Methods of sampling of asbestos cement products | REFERENCED_UNKNOWN | Indian
IS 1626 (Part 1):1994 | Asbestos cement building pipes and pipe fittings, gutters and gutter fittings and roofing fitting: Part 1 pipe and pipe fittings (Second Revision) | CED | IS 8041:2026 | Rapid Hardening Portland Cement Specification Third Revision of IS 8041 | COMPONENT_PRODUCT | Indian
IS 1566:1982 | Specification for Hard - Drawn Steel Wire Fabric for Concrete Reinforcement (Second Revision) | CED | IS 1387:1993 | General requirements for the supply of metallurgical materials (Second Revision) | COMPONENT_PRODUCT | Indian
IS 1566:1982 | Specification for Hard - Drawn Steel Wire Fabric for Concrete Reinforcement (Second Revision) | CED | IS 1716:2023 | Metallic materials Wire Reverse bend test | TEST_METHOD | Indian
IS 1566:1982 | Specification for Hard - Drawn Steel Wire Fabric for Concrete Reinforcement (Second Revision) | CED | IS 2:2022 | RULES FOR ROUNDING OFF NUMERICAL VALUES (Second Revision) | REFERENCED_UNKNOWN | Indian
IS 1566:1982 | Specification for Hard - Drawn Steel Wire Fabric for Concrete Reinforcement (Second Revision) | CED | IS 432 (Part 2):1982 | Specification for Mild Steel and Medium Tensile Steel Bars and Hard-Drawn Steel Wire for Concrete Reinforcement: Part 2 Hard-Drawn Steel Wire (Third Revision) | COMPONENT_PRODUCT | Indian
IS 1566:1982 | Specification for Hard - Drawn Steel Wire Fabric for Concrete Reinforcement (Second Revision) | CED | IS 1521:1972 | Method for tensile testing of steel wire | TEST_METHOD | Indian
IS 6909:2026 | Supersulphated Cement - Specification (Second Revision of IS 6909) | CED | IS 4031 (Part 8):1988 | Methods of Physical Tests for Hydraulic Cement: Part 8 Determination of Transverse and Compressive Strength of Plastic Mortar using Prism (First Revision) | TEST_METHOD | Indian
IS 6909:2026 | Supersulphated Cement - Specification (Second Revision of IS 6909) | CED | IS 4031 (Part 14):1989 | Hydraulic Cement - Methods of Physical Test: Part 14 Determination of False Set (First Revision) | TEST_METHOD | Indian
IS 6909:2026 | Supersulphated Cement - Specification (Second Revision of IS 6909) | CED | IS 11652:2017 | Amendment no. 4 to IS 11652 : 2017 Textiles - High density polyethylene (HDPE)/ polypropylene (PP) woven sacks for packaging of 50 kg cement - Specification (third revision) | COMPONENT_PRODUCT | Indian
IS 6909:2026 | Supersulphated Cement - Specification (Second Revision of IS 6909) | CED | IS 12089:1987 | Specification for Granulated Slag for the Manufacture Portland Slag Cement | COMPONENT_PRODUCT | Indian
IS 6909:2026 | Supersulphated Cement - Specification (Second Revision of IS 6909) | CED | IS 12423:1988 | Method for Colorimetric analysis of Hydraulic Cement | REFERENCED_UNKNOWN | Indian
IS 6909:2026 | Supersulphated Cement - Specification (Second Revision of IS 6909) | CED | IS 3535:1986 | Methods of Sampling Hydraulic Cement (First revision) | REFERENCED_UNKNOWN | Indian
IS 6909:2026 | Supersulphated Cement - Specification (Second Revision of IS 6909) | CED | IS 4031 (Part 2):1999 | Methods of Physical Tests for Hydraulic Cement: Part 2 Determination of fineness by Blaine air permeability method (Second Revision) | TEST_METHOD | Indian
IS 6909:2026 | Supersulphated Cement - Specification (Second Revision of IS 6909) | CED | IS 4031 (Part 3):1988 | Methods of Physical Tests for Hydraulic Cement: Part 3 Determination of Soundness (First Revision) | TEST_METHOD | Indian
IS 6909:2026 | Supersulphated Cement - Specification (Second Revision of IS 6909) | CED | IS 4031 (Part 4):1988 | Methods of Physical Tests for Hydraulic Cement: Part 4 Determination of Consistency of Standard Cement Paste (First Revision) | TEST_METHOD | Indian
IS 6909:2026 | Supersulphated Cement - Specification (Second Revision of IS 6909) | CED | IS 4031 (Part 5):1988 | Methods of Physical Tests for Hydraulic Cement: Part 5 Determination of Initial and Final Setting Times (First Revision) | TEST_METHOD | Indian
IS 6909:2026 | Supersulphated Cement - Specification (Second Revision of IS 6909) | CED | IS 4031 (Part 6):1988 | Methods of Physical Tests for Hydraulic Cement: Part 6 Determination of Compressive Strength of Hydraulic Cement other than Masonry Cement (First Revision) | TEST_METHOD | Indian
IS 6909:2026 | Supersulphated Cement - Specification (Second Revision of IS 6909) | CED | IS 4082:1996 | Stacking and storage of construction materials and components at site - Recommendations (Second Revision) | REFERENCED_UNKNOWN | Indian
IS 6909:2026 | Supersulphated Cement - Specification (Second Revision of IS 6909) | CED | IS 4905:2015 | Random sampling and randomization procedures (First Revision) | REFERENCED_UNKNOWN | Indian
IS 6909:2026 | Supersulphated Cement - Specification (Second Revision of IS 6909) | CED | IS 650:1991 | Standard sand for testing cement - Specification (Second Revision) | COMPONENT_PRODUCT | Indian
IS 6909:2026 | Supersulphated Cement - Specification (Second Revision of IS 6909) | CED | IS 269:2013 | Ordinary Portland Cement, 33 Grade | REFERENCED_UNKNOWN | Indian
IS 6909:2026 | Supersulphated Cement - Specification (Second Revision of IS 6909) | CED | IS 11761:2024 | MULTI-WALL PAPER SACKS FOR CEMENT- SPECIFICATION ( Second Revision ) | COMPONENT_PRODUCT | Indian
IS 6909:2026 | Supersulphated Cement - Specification (Second Revision of IS 6909) | CED | IS 4845:2026 | Definitions and terminology relating to hydraulic cement First Revision of IS 4845 | TERMINOLOGY | Indian
IS 1077:2025 | Common Burnt Clay Building Bricks - Specification (Sixth Revision) | CED | IS 3495 (Part 1):2019 | Burnt Clay Building Bricks — Methods of Tests Part 1 Determination of Compressive Strength ( Fourth Revision ) | TEST_METHOD | Indian
IS 1077:2025 | Common Burnt Clay Building Bricks - Specification (Sixth Revision) | CED | IS 3495 (Part 2):2019 | Burnt Clay Building Bricks — Methods of Tests Part 2 Determination of Water Absorption ( Fourth Revision ) | TEST_METHOD | Indian
IS 1077:2025 | Common Burnt Clay Building Bricks - Specification (Sixth Revision) | CED | IS 3495 (Part 3):2019 | Burnt Clay Building Bricks — Methods of Tests Part 3 Determination of Efflorescence ( Fourth Revision ) | TEST_METHOD | Indian
IS 1077:2025 | Common Burnt Clay Building Bricks - Specification (Sixth Revision) | CED | IS 3495 (Part 4):2019 | Burnt Clay Building Bricks — Methods of Tests Part 4 Determination of Warpage ( Fourth Revision ) | TEST_METHOD | Indian
IS 1077:2025 | Common Burnt Clay Building Bricks - Specification (Sixth Revision) | CED | IS 16593 (Part 7):2022 | Arc welding equipment - Part 7 : Torches | REFERENCED_UNKNOWN | Indian
IS 1077:2025 | Common Burnt Clay Building Bricks - Specification (Sixth Revision) | CED | IS 17985:2022 | Fine ceramics (advanced ceramics, advanced technical ceramics) - Silicon nitride materials for rolling bearing balls and rollers | REFERENCED_UNKNOWN | Indian
IS 1077:2025 | Common Burnt Clay Building Bricks - Specification (Sixth Revision) | CED | IS/ISO 13408 (Part 1):2008 | Aseptic processing of health care products Part 1 General requirements | COMPONENT_PRODUCT | Indian
IS 1077:2025 | Common Burnt Clay Building Bricks - Specification (Sixth Revision) | CED | IS 18388:2023 | AIR QUALITYMEASUREMENT OF STATIONARY SOURCE EMISSIONS REQUIRMENTS FOR MEASUREMENT SECTIONS AND SITES FOR THE MEASUREMNT OBJECTIVE PLAN AND REPORT | REFERENCED_UNKNOWN | Indian
IS 19068:2025 | Continuous hot-dip galvanized steel bars for concrete reinforcement - Specification | CED | IS 12554 (Part 2):1999 | Specification for non - destructive coating thickness testing instruments - Part 2 magnetic instruments | COMPONENT_PRODUCT | Indian
IS 19068:2025 | Continuous hot-dip galvanized steel bars for concrete reinforcement - Specification | CED | IS 12594:1988 | Hot - Dip Zinc Coating on Structural Steel Bars for Concrete Reinforcement - Specification | COMPONENT_PRODUCT | Indian
IS 19068:2025 | Continuous hot-dip galvanized steel bars for concrete reinforcement - Specification | CED | IS 1786:2008 | High Strength Deformed Steel Bars and Wires for Concrete Reinforcement - Specification (Fourth Revision) | COMPONENT_PRODUCT | Indian
IS 19068:2025 | Continuous hot-dip galvanized steel bars for concrete reinforcement - Specification | CED | IS 432 (Part 1):2026 | Specification for Mild Steel And Medium Tensile Steel Bars and Hard-Drawn Steel Wire for Concrete Reinforcement Part 1 Mild Steel and Medium Tensile Steel Bars Fourth Revision | COMPONENT_PRODUCT | Indian
IS 19068:2025 | Continuous hot-dip galvanized steel bars for concrete reinforcement - Specification | CED | IS 4759:1996 | Hot - Dip zinc coatings on structural steel and other allied products - Specification (Third Revision) | COMPONENT_PRODUCT | Indian
IS 19068:2025 | Continuous hot-dip galvanized steel bars for concrete reinforcement - Specification | CED | IS 6745:1972 | Methods for determination of mass of zinc coating on zinc coated iron and steel articles | REFERENCED_UNKNOWN | Indian
IS 5290:2025 | Landing Valves - Specification (Fourth Revision) | CED | IS 2932:2025 | Air Drying Enamel Paint for Architectural and Industrial Applications - Specification (Fifth Revision) | COMPONENT_PRODUCT | Indian
IS 5290:2025 | Landing Valves - Specification (Fourth Revision) | CED | IS 1030:1998 | Carbon steel castings for general engineering purposes - Specification (Fifth Revision) | COMPONENT_PRODUCT | Indian
IS 5290:2025 | Landing Valves - Specification (Fourth Revision) | CED | IS 210:2009 | Grey iron castings - Specification (Fifth Revision) | COMPONENT_PRODUCT | Indian
IS 5290:2025 | Landing Valves - Specification (Fourth Revision) | CED | IS 2643:2005 | Pipe threads where pressure - Tight joints are not made on the threads - Dimensions, tolerances and designation (Third Revision) | REFERENCED_UNKNOWN | Indian
IS 5290:2025 | Landing Valves - Specification (Fourth Revision) | CED | IS 291:1989 | Naval brass rods and sections for machining purposes - Specification (Third Revision) | COMPONENT_PRODUCT | Indian
IS 5290:2025 | Landing Valves - Specification (Fourth Revision) | CED | IS 318:1981 | Specification for leaded tin bronze ingots and castings (Second Revision) | COMPONENT_PRODUCT | Indian
IS 5290:2025 | Landing Valves - Specification (Fourth Revision) | CED | IS 319:2007 | Free cutting brass bars, rods and section - Specification (Fifth Revision) | COMPONENT_PRODUCT | Indian
IS 5290:2025 | Landing Valves - Specification (Fourth Revision) | CED | IS 320:1980 | Specification for high tensile brass rods and sections (Other Than Forging Stock) (Second Revision) | COMPONENT_PRODUCT | Indian
IS 5290:2025 | Landing Valves - Specification (Fourth Revision) | CED | IS 3444:1999 | Corrosion resistant high alloy steel and nickel base castings for general applications - Specification (Third Revision) | COMPONENT_PRODUCT | Indian
IS 5290:2025 | Landing Valves - Specification (Fourth Revision) | CED | IS 4687:2025 | GASKETS AND PACKINGS GLAND PACKINGS ASBESTOS SPECIFICATION Third Revision | COMPONENT_PRODUCT | Indian
IS 5290:2025 | Landing Valves - Specification (Fourth Revision) | CED | IS 5:2007 | Colours for ready mixed paints and enamels (Sixth Revision) | REFERENCED_UNKNOWN | Indian
IS 5290:2025 | Landing Valves - Specification (Fourth Revision) | CED | IS 581:2025 | Vegetable tanned hydraulic Leather - specification (third revision) | COMPONENT_PRODUCT | Indian
IS 5290:2025 | Landing Valves - Specification (Fourth Revision) | CED | IS 6528:2024 | Stainless steel wire - Specification ( Second Revision ) | COMPONENT_PRODUCT | Indian
IS 5290:2025 | Landing Valves - Specification (Fourth Revision) | CED | IS 6912:2025 | Copper and Copper Alloys Forging Stock and Forging - Specification ( Third Revision ) | COMPONENT_PRODUCT | Indian
IS 5290:2025 | Landing Valves - Specification (Fourth Revision) | CED | IS 7608:1987 | Specification for phosphor bronze wire for general engineering purposes (First Revision) | COMPONENT_PRODUCT | Indian
IS 5290:2025 | Landing Valves - Specification (Fourth Revision) | CED | IS 937:1981 | Specification for Washers For Water Fittings For Fire Fighting Purposes (Second Revision) | COMPONENT_PRODUCT | Indian
IS 2556 (Part 14):2024 | Vitreous China Sanitary Appliances - Specification Part 14 Specific Requirements of Integrated Squatting Pans (Second Revision) | CED | IS 9140:1996 | Methods for sampling of vitreous and fire clay sanitary appliances (Second Revision) | REFERENCED_UNKNOWN | Indian
IS 2556 (Part 14):2024 | Vitreous China Sanitary Appliances - Specification Part 14 Specific Requirements of Integrated Squatting Pans (Second Revision) | CED | IS 16595 (Part 302):2023 | Ergonomics of human-system Interaction Part 302: Terminology for electronic visual displays ISO 9241-302 | TERMINOLOGY | Indian
IS 2556 (Part 14):2024 | Vitreous China Sanitary Appliances - Specification Part 14 Specific Requirements of Integrated Squatting Pans (Second Revision) | CED | IS 18180 (Part 1):2023 | Geometrical product specifications (GPS) - General concepts: Part 1 Model for geometrical specification and verification | COMPONENT_PRODUCT | Indian
IS 2556 (Part 14):2024 | Vitreous China Sanitary Appliances - Specification Part 14 Specific Requirements of Integrated Squatting Pans (Second Revision) | CED | IS 18180 (Part 2):2023 | Geometrical product specifications (GPS) - General concepts: Part 2 Basic tenets, specifications, operators, uncertainties and ambiguities | COMPONENT_PRODUCT | Indian
IS 906:2024 | Portable and Fixed Type Revolving Branch for Fire Fighting - Specification (Fourth Revision) | CED | IS 1264:1997 | Brass gravity die castings - Specification (Fourth Revision) | COMPONENT_PRODUCT | Indian
IS 906:2024 | Portable and Fixed Type Revolving Branch for Fire Fighting - Specification (Fourth Revision) | CED | IS 13159 (Part 1):2026 | Pipe Flanges and Flanged Fittings — Code of Practice (First Revision) | INSTALLATION_CODE | Indian
IS 906:2024 | Portable and Fixed Type Revolving Branch for Fire Fighting - Specification (Fourth Revision) | CED | IS 2102 (Part 1):1993 | General tolerances: Part 1 tolerances for linear and angular dimensions without individual tolerance indications (Third Revision) | REFERENCED_UNKNOWN | Indian
IS 906:2024 | Portable and Fixed Type Revolving Branch for Fire Fighting - Specification (Fourth Revision) | CED | IS 291:1989 | Naval brass rods and sections for machining purposes - Specification (Third Revision) | COMPONENT_PRODUCT | Indian
IS 906:2024 | Portable and Fixed Type Revolving Branch for Fire Fighting - Specification (Fourth Revision) | CED | IS 292:1983 | Specification for leaded brass ingots and casting (Second Revision) | COMPONENT_PRODUCT | Indian
IS 906:2024 | Portable and Fixed Type Revolving Branch for Fire Fighting - Specification (Fourth Revision) | CED | IS 304:1981 | Specification for high tensile brass ingots and castings (Second Revision) | COMPONENT_PRODUCT | Indian
IS 906:2024 | Portable and Fixed Type Revolving Branch for Fire Fighting - Specification (Fourth Revision) | CED | IS 318:1981 | Specification for leaded tin bronze ingots and castings (Second Revision) | COMPONENT_PRODUCT | Indian
IS 906:2024 | Portable and Fixed Type Revolving Branch for Fire Fighting - Specification (Fourth Revision) | CED | IS 3444:1999 | Corrosion resistant high alloy steel and nickel base castings for general applications - Specification (Third Revision) | COMPONENT_PRODUCT | Indian
IS 906:2024 | Portable and Fixed Type Revolving Branch for Fire Fighting - Specification (Fourth Revision) | CED | IS 5528:2024 | Corrosion Tests in Artificial Atmospheres - Salt Spray Tests (second revision) | REFERENCED_UNKNOWN | Indian
IS 906:2024 | Portable and Fixed Type Revolving Branch for Fire Fighting - Specification (Fourth Revision) | CED | IS 6392:1971 | Specification for steel pipe flanges | COMPONENT_PRODUCT | Indian
IS 906:2024 | Portable and Fixed Type Revolving Branch for Fire Fighting - Specification (Fourth Revision) | CED | IS 6910:1985 | Method of testing corrosion resistance of electroplated and anodized aluminium coatings by acetic acid salt spray test (First Revision) | TEST_METHOD | Indian
IS 906:2024 | Portable and Fixed Type Revolving Branch for Fire Fighting - Specification (Fourth Revision) | CED | IS 9844:1981 | Methods of testing corrosion resistance of electroplated and anodized aluminium coatings by neutral salt spray test | TEST_METHOD | Indian
IS 1503:2023 | Wooden Packing Cases - Specification (Fourth Revision) | CED | IS 401:2001 | Preservation of Timber - Code of Practice (Fourth Revision) | INSTALLATION_CODE | Indian
IS 1503:2023 | Wooden Packing Cases - Specification (Fourth Revision) | CED | IS 4905:2015 | Random sampling and randomization procedures (First Revision) | REFERENCED_UNKNOWN | Indian
IS 1503:2023 | Wooden Packing Cases - Specification (Fourth Revision) | CED | IS 6662:1993 | Timber species suitable for wooden packaging - Specification (Second Revision) | COMPONENT_PRODUCT | Indian
IS 1503:2023 | Wooden Packing Cases - Specification (Fourth Revision) | CED | IS 6703:1972 | Glossary of wooden packaging terms | TERMINOLOGY | Indian
IS 1503:2023 | Wooden Packing Cases - Specification (Fourth Revision) | CED | IS 723:2023 | Steel Countersunk Head Wire Nails - Specification ( Second Revision ) | COMPONENT_PRODUCT | Indian
IS 5966:2023 | Non-Coniferous Timber in Converted form for General Purposes Specification | CED | IS 11215:1991 | Moisture content of timber and timber products - Methods for determination (First Revision) | REFERENCED_UNKNOWN | Indian
IS 5966:2023 | Non-Coniferous Timber in Converted form for General Purposes Specification | CED | IS 1141:1993 | Seasoning of Timber - Code of practice (Second Revision) | INSTALLATION_CODE | Indian
IS 5966:2023 | Non-Coniferous Timber in Converted form for General Purposes Specification | CED | IS 1326:2023 | Non-Coniferous Sawn Timber (Baulks and Scantling) - Specification (Third Revision) | COMPONENT_PRODUCT | Indian
IS 5966:2023 | Non-Coniferous Timber in Converted form for General Purposes Specification | CED | IS 1331:1971 | Specification for Cut Sizes of Timber (Second Revison) | COMPONENT_PRODUCT | Indian
IS 5966:2023 | Non-Coniferous Timber in Converted form for General Purposes Specification | CED | IS 3364 (Part 2):1976 | Methods of measurement and evaluation of defects in timber: Part 2 Converted timber | REFERENCED_UNKNOWN | Indian
IS 5966:2023 | Non-Coniferous Timber in Converted form for General Purposes Specification | CED | IS 401:2001 | Preservation of Timber - Code of Practice (Fourth Revision) | INSTALLATION_CODE | Indian
IS 5966:2023 | Non-Coniferous Timber in Converted form for General Purposes Specification | CED | IS 707:2011 | Timber Technology and Utilization of Wood, Bamboo and Cane - Glossary of Terms (Third Revision) | TERMINOLOGY | Indian
IS 654:2023 | Clay Roofing Tiles Mangalore Pattern Specification | CED | IS 2248:2025 | Clay Products for Buildings - Glossary of Terms | TERMINOLOGY | Indian
IS 654:2023 | Clay Roofing Tiles Mangalore Pattern Specification | CED | IS 6873 (Part 2/Sec 1):2024 | Limits and Methods of Measurement of Radio Disturbance Characteristics PART 2 Electromagnetic Compatibility (EMC) - Requirements for Household Appliances, Electric Tools and Similar Apparatus Section 1 Emission ( Fourth Revision) | COMPONENT_PRODUCT | Indian
IS 18256:2023 | Solid Round Glass Fibre Reinforced Polymer (GFRP) Bars for Concrete Reinforcement - Specification | CED | IS 2564:1979 | Animal drawn blade Harrow 'GUNTAKA' type | REFERENCED_UNKNOWN | Indian
IS 2095 (Part 1):2023 | Gypsum Plaster Boards - Specification: Part 1 Plain Gypsum Plaster Boards (Fourth Revision) | CED | IS 1288:1982 | Methods of test for mineral gypsum (Second Revision) | TEST_METHOD | Indian
IS 2095 (Part 1):2023 | Gypsum Plaster Boards - Specification: Part 1 Plain Gypsum Plaster Boards (Fourth Revision) | CED | IS 2469:2023 | Gypsum - Glossary of Terms (Second Revision) | TERMINOLOGY | Indian
IS 2095 (Part 1):2023 | Gypsum Plaster Boards - Specification: Part 1 Plain Gypsum Plaster Boards (Fourth Revision) | CED | IS 2720 (Part 26):1987 | Method of test for soils: Part 26 determination of pH value (Second Revision) | TEST_METHOD | Indian
IS 2095 (Part 1):2023 | Gypsum Plaster Boards - Specification: Part 1 Plain Gypsum Plaster Boards (Fourth Revision) | CED | IS 4905:2015 | Random sampling and randomization procedures (First Revision) | REFERENCED_UNKNOWN | Indian
IS 2095 (Part 1):2023 | Gypsum Plaster Boards - Specification: Part 1 Plain Gypsum Plaster Boards (Fourth Revision) | CED | IS 8272:1984 | Specification for gypsum plaster for use in the manufacture of fibrous plaster boards (First Revision) | COMPONENT_PRODUCT | Indian
IS 2095 (Part 1):2023 | Gypsum Plaster Boards - Specification: Part 1 Plain Gypsum Plaster Boards (Fourth Revision) | CED | IS/ISO 834 (Part 8):2002 | Fire-Resistance Tests - Elements of Building Construction Part 8 Specific Requirements for Non-load Bearing Vertical Separating Elements | COMPONENT_PRODUCT | Indian
IS 2095 (Part 1):2023 | Gypsum Plaster Boards - Specification: Part 1 Plain Gypsum Plaster Boards (Fourth Revision) | CED | IS/IEC 61189 (Part 1):2001 | Test methods for electrical materials interconnection structures and assemblies Part 1 General test methods and methodology | TEST_METHOD | Indian
IS 2095 (Part 3):2022 | Gypsum Plaster Boards — Specification Part 3 Reinforced Gypsum Plaster Boards and Ceiling Tiles ( Fourth Revision ) | CED | IS 1288:1982 | Methods of test for mineral gypsum (Second Revision) | TEST_METHOD | Indian
IS 2095 (Part 3):2022 | Gypsum Plaster Boards — Specification Part 3 Reinforced Gypsum Plaster Boards and Ceiling Tiles ( Fourth Revision ) | CED | IS 13360 (Part 5/Sec 5/Sub-Sec 1):2025 | PLASTICS — METHODS OF TESTING PART 5 MECHANICAL PROPERTIES SECTION 5 DETERMINATION OF CHARPY IMPACT PROPERTIES SUBSEC 1 NON-INSTRUMENTED IMPACT TEST (Second Revision) | TEST_METHOD | Indian
IS 2095 (Part 3):2022 | Gypsum Plaster Boards — Specification Part 3 Reinforced Gypsum Plaster Boards and Ceiling Tiles ( Fourth Revision ) | CED | IS 2095 (Part 1):2023 | Gypsum Plaster Boards - Specification: Part 1 Plain Gypsum Plaster Boards (Fourth Revision) | COMPONENT_PRODUCT | Indian
IS 2095 (Part 3):2022 | Gypsum Plaster Boards — Specification Part 3 Reinforced Gypsum Plaster Boards and Ceiling Tiles ( Fourth Revision ) | CED | IS 2469:2023 | Gypsum - Glossary of Terms (Second Revision) | TERMINOLOGY | Indian
IS 2095 (Part 3):2022 | Gypsum Plaster Boards — Specification Part 3 Reinforced Gypsum Plaster Boards and Ceiling Tiles ( Fourth Revision ) | CED | IS 2720 (Part 26):1987 | Method of test for soils: Part 26 determination of pH value (Second Revision) | TEST_METHOD | Indian
IS 2095 (Part 3):2022 | Gypsum Plaster Boards — Specification Part 3 Reinforced Gypsum Plaster Boards and Ceiling Tiles ( Fourth Revision ) | CED | IS 4905:2015 | Random sampling and randomization procedures (First Revision) | REFERENCED_UNKNOWN | Indian
IS 2095 (Part 3):2022 | Gypsum Plaster Boards — Specification Part 3 Reinforced Gypsum Plaster Boards and Ceiling Tiles ( Fourth Revision ) | CED | IS 8272:1984 | Specification for gypsum plaster for use in the manufacture of fibrous plaster boards (First Revision) | COMPONENT_PRODUCT | Indian
IS 2095 (Part 3):2022 | Gypsum Plaster Boards — Specification Part 3 Reinforced Gypsum Plaster Boards and Ceiling Tiles ( Fourth Revision ) | CED | IS 2542 (Part 2/Sec 1 to 8):1981 | Methods of test for gypsum plaster, concrete and products: Part 2 gypsum products (First Revision) | TEST_METHOD | Indian
IS 4985:2021 | Unplasticized PVC Pipes for Potable Water Supplies - Specification (Fourth Revision) | CED | IS 10148:2023 | Positive list of constituents of polyvinyl chloride (pvc) and its copolymers in contact with foodstuffs, pharmaceuticals and drinking water (First Revision) | REFERENCED_UNKNOWN | Indian
IS 4985:2021 | Unplasticized PVC Pipes for Potable Water Supplies - Specification (Fourth Revision) | CED | IS 10151:2019 | Polyvinyl chloride (pvc) and its copolymers for its safe use in contact with foodstuffs, pharmaceuticals and drinking water - Specification (First Revision) | COMPONENT_PRODUCT | Indian
IS 4985:2021 | Unplasticized PVC Pipes for Potable Water Supplies - Specification (Fourth Revision) | CED | IS 12231:1987 | Specification for Unplasticized PVC Pipes for Use in Suction and Delivery Lines of Agricultural Pump Sets | COMPONENT_PRODUCT | Indian
IS 4985:2021 | Unplasticized PVC Pipes for Potable Water Supplies - Specification (Fourth Revision) | CED | IS 12235 (Part 1 to 19):2004 | Thermoplastics Pipes and Fittings - Methods of Test (First Revision) | TEST_METHOD | Indian
IS 4985:2021 | Unplasticized PVC Pipes for Potable Water Supplies - Specification (Fourth Revision) | CED | IS 12818:2010 | Unplasticized Polyvinyl Chloride (PVC-U) Screen and Casing Pipes for Bore/Tubewells - Specification (Second Revision) | COMPONENT_PRODUCT | Indian
IS 4985:2021 | Unplasticized PVC Pipes for Potable Water Supplies - Specification (Fourth Revision) | CED | IS 4669:2026 | METHODS OF TEST — POLYVINYL CHLORIDE RESINS (First Revision) | TEST_METHOD | Indian
IS 4985:2021 | Unplasticized PVC Pipes for Potable Water Supplies - Specification (Fourth Revision) | CED | IS 4905:2015 | Random sampling and randomization procedures (First Revision) | REFERENCED_UNKNOWN | Indian
IS 4985:2021 | Unplasticized PVC Pipes for Potable Water Supplies - Specification (Fourth Revision) | CED | IS 5382:2025 | RUBBER SEALS JOINT RINGS FOR WATER SUPPLY DRAINAGE AND SEWERAGE PIPELINES SPECIFICATION FOR MATERIALS ( Third Revision ) | COMPONENT_PRODUCT | Indian
IS 5758:2020 | Precast Concrete Kerbs, Channels, Edging, Quadrants and Other Associated Fittings - Specification ( Second Revision ) | CED | IS 2324 (Part 2):1985 | Bonded Abrasive Grinding Wheels - Part 2 : Dimensions | REFERENCED_UNKNOWN | Indian
IS 5758:2020 | Precast Concrete Kerbs, Channels, Edging, Quadrants and Other Associated Fittings - Specification ( Second Revision ) | CED | IS 269:2013 | Ordinary Portland Cement, 33 Grade | REFERENCED_UNKNOWN | Indian
IS 5758:2020 | Precast Concrete Kerbs, Channels, Edging, Quadrants and Other Associated Fittings - Specification ( Second Revision ) | CED | IS 3812 (Part 1) : 2013 | Pulverized fuel ash - Specification: Part 1 For use as pozzolana in cement, cement mortar and concrete (Third Revision) | COMPONENT_PRODUCT | Indian
IS 5758:2020 | Precast Concrete Kerbs, Channels, Edging, Quadrants and Other Associated Fittings - Specification ( Second Revision ) | CED | IS 3812 (Part 2):2013 | Pulverized Fuel Ash - Specification: Part 2 For use as Admixture in Cement Mortar and Concrete (Third Revision) | COMPONENT_PRODUCT | Indian
IS 5758:2020 | Precast Concrete Kerbs, Channels, Edging, Quadrants and Other Associated Fittings - Specification ( Second Revision ) | CED | IS 12330:1988 | Specificatioon for Sulphate Resisting Portland Cement | REFERENCED_UNKNOWN | Indian
IS 5758:2020 | Precast Concrete Kerbs, Channels, Edging, Quadrants and Other Associated Fittings - Specification ( Second Revision ) | CED | IS 1489 (Part 1):1991 | Specification for Portland pozzolana cement Part 1 Flyash based | COMPONENT_PRODUCT | Indian
IS 5758:2020 | Precast Concrete Kerbs, Channels, Edging, Quadrants and Other Associated Fittings - Specification ( Second Revision ) | CED | IS 1489 (Part 2):1991 | Specification for Portland-pozzolana cement Part 2 calcined clay based | COMPONENT_PRODUCT | Indian
IS 5758:2020 | Precast Concrete Kerbs, Channels, Edging, Quadrants and Other Associated Fittings - Specification ( Second Revision ) | CED | IS 15388:2003 | Silica Fume - Specification | COMPONENT_PRODUCT | Indian
IS 5758:2020 | Precast Concrete Kerbs, Channels, Edging, Quadrants and Other Associated Fittings - Specification ( Second Revision ) | CED | IS 2645:2003 | Integral Waterproofing Compounds for Cement Mortar and Concrete - Specification (Second Revision) | COMPONENT_PRODUCT | Indian
IS 5758:2020 | Precast Concrete Kerbs, Channels, Edging, Quadrants and Other Associated Fittings - Specification ( Second Revision ) | CED | IS 383:2016 | Coarse and Fine Aggregate for Concrete - Specification (Third Revision) | COMPONENT_PRODUCT | Indian
IS 5758:2020 | Precast Concrete Kerbs, Channels, Edging, Quadrants and Other Associated Fittings - Specification ( Second Revision ) | CED | IS 411:2026 | Titanium Dioxide for Pigmentary Applications - Specification (Fifth Revision) | COMPONENT_PRODUCT | Indian
IS 5758:2020 | Precast Concrete Kerbs, Channels, Edging, Quadrants and Other Associated Fittings - Specification ( Second Revision ) | CED | IS 44:2025 | Iron Oxide Pigments for Paints - Specifications (Third revision) | COMPONENT_PRODUCT | Indian
IS 5758:2020 | Precast Concrete Kerbs, Channels, Edging, Quadrants and Other Associated Fittings - Specification ( Second Revision ) | CED | IS 455:1989 | Portland Slag Cement - Specification | COMPONENT_PRODUCT | Indian
IS 5758:2020 | Precast Concrete Kerbs, Channels, Edging, Quadrants and Other Associated Fittings - Specification ( Second Revision ) | CED | IS 456:2000 | Plain and reinforced concrete - Code of practice (Fourth Revision) | INSTALLATION_CODE | Indian
IS 5758:2020 | Precast Concrete Kerbs, Channels, Edging, Quadrants and Other Associated Fittings - Specification ( Second Revision ) | CED | IS 4905:2015 | Random sampling and randomization procedures (First Revision) | REFERENCED_UNKNOWN | Indian
IS 5758:2020 | Precast Concrete Kerbs, Channels, Edging, Quadrants and Other Associated Fittings - Specification ( Second Revision ) | CED | IS 50:1980 | Withdrawl | REFERENCED_UNKNOWN | Indian
IS 5758:2020 | Precast Concrete Kerbs, Channels, Edging, Quadrants and Other Associated Fittings - Specification ( Second Revision ) | CED | IS 516 (Part 2/Sec 3):2022 | Hardened Concrete - Methods of Test: Part 2 Properties of Hardened Concrete other than Strength: Section 3 Oxygen Permeability Index ( First Revision ) | TEST_METHOD | Indian
IS 5758:2020 | Precast Concrete Kerbs, Channels, Edging, Quadrants and Other Associated Fittings - Specification ( Second Revision ) | CED | IS 54:2025 | Green Oxide of Chromium for Paints - Specification (Third Revision ) | COMPONENT_PRODUCT | Indian
IS 5758:2020 | Precast Concrete Kerbs, Channels, Edging, Quadrants and Other Associated Fittings - Specification ( Second Revision ) | CED | IS 55:2025 | Ultramarine Blue for Paints - Specification (Second Revision) | COMPONENT_PRODUCT | Indian
IS 5758:2020 | Precast Concrete Kerbs, Channels, Edging, Quadrants and Other Associated Fittings - Specification ( Second Revision ) | CED | IS 56:2025 | Prussian Blue (Iron blue) for Paints - Specification ( Third Revision) | COMPONENT_PRODUCT | Indian
IS 5758:2020 | Precast Concrete Kerbs, Channels, Edging, Quadrants and Other Associated Fittings - Specification ( Second Revision ) | CED | IS 6909:2026 | Supersulphated Cement - Specification (Second Revision of IS 6909) | COMPONENT_PRODUCT | Indian
IS 5758:2020 | Precast Concrete Kerbs, Channels, Edging, Quadrants and Other Associated Fittings - Specification ( Second Revision ) | CED | IS 8041:2026 | Rapid Hardening Portland Cement Specification Third Revision of IS 8041 | COMPONENT_PRODUCT | Indian
IS 5758:2020 | Precast Concrete Kerbs, Channels, Edging, Quadrants and Other Associated Fittings - Specification ( Second Revision ) | CED | IS 8042:1989 | White Portland Cement - | REFERENCED_UNKNOWN | Indian
IS 5758:2020 | Precast Concrete Kerbs, Channels, Edging, Quadrants and Other Associated Fittings - Specification ( Second Revision ) | CED | IS 8043:2026 | Hydrophobic Portland Cement Specification Third Revision of IS 8043 | COMPONENT_PRODUCT | Indian
IS 5758:2020 | Precast Concrete Kerbs, Channels, Edging, Quadrants and Other Associated Fittings - Specification ( Second Revision ) | CED | IS 9130:1979 | Specification for edible spray dried potato flour | COMPONENT_PRODUCT | Indian
IS 5758:2020 | Precast Concrete Kerbs, Channels, Edging, Quadrants and Other Associated Fittings - Specification ( Second Revision ) | CED | IS 16415:2015 | Composite Cement - Specification | COMPONENT_PRODUCT | Indian
IS 5758:2020 | Precast Concrete Kerbs, Channels, Edging, Quadrants and Other Associated Fittings - Specification ( Second Revision ) | CED | IS 16714:2018 | Ground Granulated Blast Furnace Slag for Use in Cement, Mortar and Concrete - Specification | COMPONENT_PRODUCT | Indian
IS 460 (Part 1):2020 | Test Sieves — Specification Part 1 Wire Cloth Test Sieves ( Fourth Revision ) | CED | IS 2324 (Part 2):1985 | Bonded Abrasive Grinding Wheels - Part 2 : Dimensions | REFERENCED_UNKNOWN | Indian
IS 460 (Part 1):2020 | Test Sieves — Specification Part 1 Wire Cloth Test Sieves ( Fourth Revision ) | CED | IS 5421:2026 | Glossary of Terms Relating to Test Sieves and Test Sieving (Third Revision of IS 5421) | TERMINOLOGY | Indian
IS 460 (Part 1):2020 | Test Sieves — Specification Part 1 Wire Cloth Test Sieves ( Fourth Revision ) | CED | IS 460 (Part 3):2020 | Test Sieves — Specification Part 3 Methods of Examination of Apertures of Test Sieves ( Fourth Revision ) | COMPONENT_PRODUCT | Indian
IS 460 (Part 2):2020 | Test Sieves — Specification Part 2 Perforated Plate Test Sieves ( Fourth Revision ) | CED | IS 2324 (Part 2):1985 | Bonded Abrasive Grinding Wheels - Part 2 : Dimensions | REFERENCED_UNKNOWN | Indian
IS 460 (Part 2):2020 | Test Sieves — Specification Part 2 Perforated Plate Test Sieves ( Fourth Revision ) | CED | IS 5421:2026 | Glossary of Terms Relating to Test Sieves and Test Sieving (Third Revision of IS 5421) | TERMINOLOGY | Indian
IS 460 (Part 2):2020 | Test Sieves — Specification Part 2 Perforated Plate Test Sieves ( Fourth Revision ) | CED | IS 460 (Part 3):2020 | Test Sieves — Specification Part 3 Methods of Examination of Apertures of Test Sieves ( Fourth Revision ) | COMPONENT_PRODUCT | Indian
IS 460 (Part 3):2020 | Test Sieves — Specification Part 3 Methods of Examination of Apertures of Test Sieves ( Fourth Revision ) | CED | IS 2324 (Part 2):1985 | Bonded Abrasive Grinding Wheels - Part 2 : Dimensions | REFERENCED_UNKNOWN | Indian
IS 460 (Part 3):2020 | Test Sieves — Specification Part 3 Methods of Examination of Apertures of Test Sieves ( Fourth Revision ) | CED | IS 5421:2026 | Glossary of Terms Relating to Test Sieves and Test Sieving (Third Revision of IS 5421) | TERMINOLOGY | Indian
IS 460 (Part 3):2020 | Test Sieves — Specification Part 3 Methods of Examination of Apertures of Test Sieves ( Fourth Revision ) | CED | IS 460 (Part 1):2020 | Test Sieves — Specification Part 1 Wire Cloth Test Sieves ( Fourth Revision ) | COMPONENT_PRODUCT | Indian
IS 460 (Part 3):2020 | Test Sieves — Specification Part 3 Methods of Examination of Apertures of Test Sieves ( Fourth Revision ) | CED | IS 460 (Part 2):2020 | Test Sieves — Specification Part 2 Perforated Plate Test Sieves ( Fourth Revision ) | COMPONENT_PRODUCT | Indian
IS 4989:2018 | Foam concentrate for producing mechanical foam for fire fighting - Specification (Fourth Revision) | CED | IS 2932:2025 | Air Drying Enamel Paint for Architectural and Industrial Applications - Specification (Fifth Revision) | COMPONENT_PRODUCT | Indian
IS 4989:2018 | Foam concentrate for producing mechanical foam for fire fighting - Specification (Fourth Revision) | CED | IS 13607:1992 | Heady mixed paint, finishing, general purposes, synthetic - Specification | COMPONENT_PRODUCT | Indian
IS 4989:2018 | Foam concentrate for producing mechanical foam for fire fighting - Specification (Fourth Revision) | CED | IS 1783 (Part 1):2014 | Drums large, fixed ends - Specification: Part 1 Grade A drums (Fourth Revision) | COMPONENT_PRODUCT | Indian
IS 4989:2018 | Foam concentrate for producing mechanical foam for fire fighting - Specification (Fourth Revision) | CED | IS 1783 (Part 2):2014 | Drums large, fixed ends - Specification: Part 2 Grade B drums (Fourth Revision) | COMPONENT_PRODUCT | Indian
IS 4989:2018 | Foam concentrate for producing mechanical foam for fire fighting - Specification (Fourth Revision) | CED | IS 2552:1989 | Steel drums (galvanized and ungalvanized) - Specification (Third Revision) | COMPONENT_PRODUCT | Indian
IS 4989:2018 | Foam concentrate for producing mechanical foam for fire fighting - Specification (Fourth Revision) | CED | IS 4309:1979 | Methods of measurement on direct reading PH meters (First Revision) | REFERENCED_UNKNOWN | Indian
IS 4989:2018 | Foam concentrate for producing mechanical foam for fire fighting - Specification (Fourth Revision) | CED | IS 4905:2015 | Random sampling and randomization procedures (First Revision) | REFERENCED_UNKNOWN | Indian
IS 4989:2018 | Foam concentrate for producing mechanical foam for fire fighting - Specification (Fourth Revision) | CED | IS 5:2007 | Colours for ready mixed paints and enamels (Sixth Revision) | REFERENCED_UNKNOWN | Indian
IS 4989:2018 | Foam concentrate for producing mechanical foam for fire fighting - Specification (Fourth Revision) | CED | IS 554:1999 | Pipe threads where pressure - Tight joints are made on the threads - Dimensions, tolerances and designation (Fourth Revision) | REFERENCED_UNKNOWN | Indian
IS 4989:2018 | Foam concentrate for producing mechanical foam for fire fighting - Specification (Fourth Revision) | CED | IS 7959:2023 | Polyethylene containers for foam compounds - Specification (Second Revision) | COMPONENT_PRODUCT | Indian
IS 4989:2018 | Foam concentrate for producing mechanical foam for fire fighting - Specification (Fourth Revision) | CED | IS 1206 (Part 3):2021 | Methods for testing tar and bituminous materials - Determination of viscosity : Part 3 - Kinematic viscosity (Second Revision) | REFERENCED_UNKNOWN | Indian
IS 1443:2018 | Laying and Finishing of Cement Concrete Tiles - Code of Practice (Second Revision) | CED | IS 269:2013 | Ordinary Portland Cement, 33 Grade | REFERENCED_UNKNOWN | Indian
IS 1443:2018 | Laying and Finishing of Cement Concrete Tiles - Code of Practice (Second Revision) | CED | IS 1237:2012 | Cement Concrete Flooring Tiles - Specification (Second Revision) | COMPONENT_PRODUCT | Indian
IS 1443:2018 | Laying and Finishing of Cement Concrete Tiles - Code of Practice (Second Revision) | CED | IS 1489 (Part 1):1991 | Specification for Portland pozzolana cement Part 1 Flyash based | COMPONENT_PRODUCT | Indian
IS 1443:2018 | Laying and Finishing of Cement Concrete Tiles - Code of Practice (Second Revision) | CED | IS 1489 (Part 2):1991 | Specification for Portland-pozzolana cement Part 2 calcined clay based | COMPONENT_PRODUCT | Indian
IS 1443:2018 | Laying and Finishing of Cement Concrete Tiles - Code of Practice (Second Revision) | CED | IS 2116:1980 | Specification for sand for masonry mortars (First Revision) | COMPONENT_PRODUCT | Indian
IS 1443:2018 | Laying and Finishing of Cement Concrete Tiles - Code of Practice (Second Revision) | CED | IS 383:2016 | Coarse and Fine Aggregate for Concrete - Specification (Third Revision) | COMPONENT_PRODUCT | Indian
IS 1443:2018 | Laying and Finishing of Cement Concrete Tiles - Code of Practice (Second Revision) | CED | IS 455:1989 | Portland Slag Cement - Specification | COMPONENT_PRODUCT | Indian
IS 1443:2018 | Laying and Finishing of Cement Concrete Tiles - Code of Practice (Second Revision) | CED | IS 456:2000 | Plain and reinforced concrete - Code of practice (Fourth Revision) | INSTALLATION_CODE | Indian
IS 1443:2018 | Laying and Finishing of Cement Concrete Tiles - Code of Practice (Second Revision) | CED | IS 712:1984 | Specification for building limes (Third Revision) | COMPONENT_PRODUCT | Indian
IS 1443:2018 | Laying and Finishing of Cement Concrete Tiles - Code of Practice (Second Revision) | CED | IS 16415:2015 | Composite Cement - Specification | COMPONENT_PRODUCT | Indian
IS 9417:2018 | Welding of High Strength Steel Bars for Reinforced Concrete Construction - Recommendations (Second Revision) | CED | IS 1179:1967 | Specification for equipment for eye and face protection during welding (First Revision) | COMPONENT_PRODUCT | Indian
IS 9417:2018 | Welding of High Strength Steel Bars for Reinforced Concrete Construction - Recommendations (Second Revision) | CED | IS 1786:2008 | High Strength Deformed Steel Bars and Wires for Concrete Reinforcement - Specification (Fourth Revision) | COMPONENT_PRODUCT | Indian
IS 9417:2018 | Welding of High Strength Steel Bars for Reinforced Concrete Construction - Recommendations (Second Revision) | CED | IS 1851:1997 | Single operator type arc welding transformers - Specification | COMPONENT_PRODUCT | Indian
IS 9417:2018 | Welding of High Strength Steel Bars for Reinforced Concrete Construction - Recommendations (Second Revision) | CED | IS 2635:1997 | DC electric welding generators - Specification (Third Revision) | COMPONENT_PRODUCT | Indian
IS 9417:2018 | Welding of High Strength Steel Bars for Reinforced Concrete Construction - Recommendations (Second Revision) | CED | IS 2641:1989 | Electric welding accessories - Specification (First Revision) | COMPONENT_PRODUCT | Indian
IS 9417:2018 | Welding of High Strength Steel Bars for Reinforced Concrete Construction - Recommendations (Second Revision) | CED | IS 3016:1982 | Code of practice for fire precautions in welding and cutting operations (First Revision) | INSTALLATION_CODE | Indian
IS 9417:2018 | Welding of High Strength Steel Bars for Reinforced Concrete Construction - Recommendations (Second Revision) | CED | IS 812 (Part 4):2024 | Welding and Allied Processes — Vocabulary Part 4 Arc Welding (First Revision) | TERMINOLOGY | Indian
IS 9417:2018 | Welding of High Strength Steel Bars for Reinforced Concrete Construction - Recommendations (Second Revision) | CED | IS 813:1986 | Scheme Of Symbols For Welding | TERMINOLOGY | Indian
IS 9417:2018 | Welding of High Strength Steel Bars for Reinforced Concrete Construction - Recommendations (Second Revision) | CED | IS 814:2004 | Covered electrodes for manual metal arc welding of carbon and carbon manganese steel - Specification (Sixth Revision) | COMPONENT_PRODUCT | Indian
IS 9417:2018 | Welding of High Strength Steel Bars for Reinforced Concrete Construction - Recommendations (Second Revision) | CED | IS 818:1968 | Code of practice for safety and health requirements in electric and gas welding and cutting operations (First Revision) | INSTALLATION_CODE | Indian
IS 9417:2018 | Welding of High Strength Steel Bars for Reinforced Concrete Construction - Recommendations (Second Revision) | CED | IS 9595:1996 | Metal - Arc welding of carbon and carbon manganese steels - Recommendations (Fifth Revision) | REFERENCED_UNKNOWN | Indian
IS 9417:2018 | Welding of High Strength Steel Bars for Reinforced Concrete Construction - Recommendations (Second Revision) | CED | IS 9857:1990 | Welding cables - Specification (First Revision) | COMPONENT_PRODUCT | Indian
IS 1829 (Part 1):2017 | Library furniture and fittings - Specification: Part 1 timber (Second Revision) | CED | IS 1328:2025 | Veneered Decorative Plywood - Specification ( Fourth Revision ) | COMPONENT_PRODUCT | Indian
IS 1829 (Part 1):2017 | Library furniture and fittings - Specification: Part 1 timber (Second Revision) | CED | IS 1659:2004 | Block boards - Specification (Fourth Revision) Amendment No - 3 | COMPONENT_PRODUCT | Indian
IS 1829 (Part 1):2017 | Library furniture and fittings - Specification: Part 1 timber (Second Revision) | CED | IS 2338 (Part 1):1967 | Code of practice for finishing of wood and wood based materials: Part 1 Operations and workmanship | INSTALLATION_CODE | Indian
IS 1829 (Part 1):2017 | Library furniture and fittings - Specification: Part 1 timber (Second Revision) | CED | IS 2338 (Part 2):1967 | Code of practice for finishing of wood and wood based materials: Part 2 Schedules | INSTALLATION_CODE | Indian
IS 1829 (Part 1):2017 | Library furniture and fittings - Specification: Part 1 timber (Second Revision) | CED | IS 303:2024 | IS 303: 2024 Plywood for General Purposes - Specification (fourth revision) ( Draft Second Amendment of IS 303:2024) ( ICS 79.060.10) | COMPONENT_PRODUCT | Indian
IS 1829 (Part 1):2017 | Library furniture and fittings - Specification: Part 1 timber (Second Revision) | CED | IS 851:1978 | Specification for synthetic resin adhesives for construction work (Non - Structural) in wood (First Revision) | COMPONENT_PRODUCT | Indian
IS 1829 (Part 1):2017 | Library furniture and fittings - Specification: Part 1 timber (Second Revision) | CED | IS 852:1994 | Specification for synthetic resin adhesives for construction work (Non - Structural) in wood (First Revision) | COMPONENT_PRODUCT | Indian
IS 1829 (Part 2):2017 | Library furniture and fittings - Specification: Part 2 steel (Second Revision) | CED | IS 101 (Part 5/Sec 1):2026 | Methods of sampling and test for paints, varnishes and related products: Part 5 Mechanical test on paint films: Sec 1 hardness tests (Fourth Revision) | TEST_METHOD | Indian
IS 1829 (Part 2):2017 | Library furniture and fittings - Specification: Part 2 steel (Second Revision) | CED | IS 101 (Part 5/Sec 2):1988 | Methods of sampling and test for paints, varnishes and related products: Part 5 mechanical tests: Sec 2 flexibility and adhesion (Third Revision) | TEST_METHOD | Indian
IS 1829 (Part 2):2017 | Library furniture and fittings - Specification: Part 2 steel (Second Revision) | CED | IS 101 (Part 5/Sec 3):2019 | Methods of sampling and test for paints, varnishes and related products: Part 5 mechanical tests: Sec 3 impact resistance - falling - weight test, large - Area indenter (Fifth Revision) | TEST_METHOD | Indian
IS 1829 (Part 2):2017 | Library furniture and fittings - Specification: Part 2 steel (Second Revision) | CED | IS 101 (Part 6/Sec 1):1988 | Methods of sampling and test for paints, varnishes and related products: Part 6 durability tests: Sec 1 resistance to humidity under conditions of condensation (Third Revision) | TEST_METHOD | Indian
IS 1829 (Part 2):2017 | Library furniture and fittings - Specification: Part 2 steel (Second Revision) | CED | IS 1079:2009 | Hot Rolled Carbon Steel Sheet and Strip | REFERENCED_UNKNOWN | Indian
IS 1829 (Part 2):2017 | Library furniture and fittings - Specification: Part 2 steel (Second Revision) | CED | IS 110:2017 | Ready mixed paint, brushing, grey filler, for enamels for use over primers - Specification (Third Revision) | COMPONENT_PRODUCT | Indian
IS 1829 (Part 2):2017 | Library furniture and fittings - Specification: Part 2 steel (Second Revision) | CED | IS 1278:1972 | Specification for filler rods and wires for gas welding (Second Revision) | COMPONENT_PRODUCT | Indian
IS 1829 (Part 2):2017 | Library furniture and fittings - Specification: Part 2 steel (Second Revision) | CED | IS 13622:1993 | Indian Timbers for Furnitures and Cabinets- Classification | REFERENCED_UNKNOWN | Indian
IS 1829 (Part 2):2017 | Library furniture and fittings - Specification: Part 2 steel (Second Revision) | CED | IS 13871:2021 | Powder coating - Specification | COMPONENT_PRODUCT | Indian
IS 1829 (Part 2):2017 | Library furniture and fittings - Specification: Part 2 steel (Second Revision) | CED | IS 151:2017 | Ready mixed paint, spraying, finishing, stoving, enamel for general purposes, colour as required - Specification (Second Revision) | COMPONENT_PRODUCT | Indian
IS 1829 (Part 2):2017 | Library furniture and fittings - Specification: Part 2 steel (Second Revision) | CED | IS 2932:2003 | Enamel, Synthetic, Exterior : (a) Undercoating (b) Finishing | REFERENCED_UNKNOWN | Indian
IS 1829 (Part 2):2017 | Library furniture and fittings - Specification: Part 2 steel (Second Revision) | CED | IS 2933:2013 | Enamel exterior (a) undercoating, (b) finishing | REFERENCED_UNKNOWN | Indian
IS 1829 (Part 2):2017 | Library furniture and fittings - Specification: Part 2 steel (Second Revision) | CED | IS 3499 (Part 1):1985 | Metal Chairs For Office Purposes Specification Part 1 Non-revolving And Non-tilting | COMPONENT_PRODUCT | Indian
IS 1829 (Part 2):2017 | Library furniture and fittings - Specification: Part 2 steel (Second Revision) | CED | IS 3618:1966 | Specification for phosphate treatment of iron and steel for protection against corrosion | COMPONENT_PRODUCT | Indian
IS 1829 (Part 2):2017 | Library furniture and fittings - Specification: Part 2 steel (Second Revision) | CED | IS 3663:2018 | Dimensions of Tables and Chairs for Office Purposes (Third Revision) | REFERENCED_UNKNOWN | Indian
IS 1829 (Part 2):2017 | Library furniture and fittings - Specification: Part 2 steel (Second Revision) | CED | IS 4972:1968 | Specification for resistance spot - Welding electrodes | COMPONENT_PRODUCT | Indian
IS 1829 (Part 2):2017 | Library furniture and fittings - Specification: Part 2 steel (Second Revision) | CED | IS 7076:1983 | Specification for metal book ends (First Revision) | COMPONENT_PRODUCT | Indian
IS 1829 (Part 2):2017 | Library furniture and fittings - Specification: Part 2 steel (Second Revision) | CED | IS 7150:2024 | Library Catalogue and Abstract Card — Specification (First Revision) | COMPONENT_PRODUCT | Indian
IS 1829 (Part 2):2017 | Library furniture and fittings - Specification: Part 2 steel (Second Revision) | CED | IS 7760:1985 | Specification for steel glass - Front cabinets (First Revision J | COMPONENT_PRODUCT | Indian
IS 1829 (Part 2):2017 | Library furniture and fittings - Specification: Part 2 steel (Second Revision) | CED | IS 7761:1983 | Specification for steel book cases (First Revision) | COMPONENT_PRODUCT | Indian
IS 1829 (Part 2):2017 | Library furniture and fittings - Specification: Part 2 steel (Second Revision) | CED | IS 808:2021 | Hot Rolled Steel Beam, Column, Channel and Angle Sections - Dimensions and Properties (Fourth Revision) | REFERENCED_UNKNOWN | Indian
IS 1829 (Part 2):2017 | Library furniture and fittings - Specification: Part 2 steel (Second Revision) | CED | IS 814:2004 | Covered electrodes for manual metal arc welding of carbon and carbon manganese steel - Specification (Sixth Revision) | COMPONENT_PRODUCT | Indian
IS 1829 (Part 2):2017 | Library furniture and fittings - Specification: Part 2 steel (Second Revision) | CED | IS 149:1950 | Ready mixed paint, spraying, undercoating, stoving, for enamels and general purposes colour as required | REFERENCED_UNKNOWN | Indian
IS 1829 (Part 2):2017 | Library furniture and fittings - Specification: Part 2 steel (Second Revision) | CED | IS 1977:1996 | Low Tensile Structural Steels | REFERENCED_UNKNOWN | Indian
IS 1829 (Part 2):2017 | Library furniture and fittings - Specification: Part 2 steel (Second Revision) | CED | IS 5660:1970 | Ready mixed paint, brushing, aluminium-red oxide primer | REFERENCED_UNKNOWN | Indian
IS 16651:2017 | High Strength Deformed Stainless Steel Bars and Wires for Concrete Reinforcement - Specification | CED | IS 10461 (Part 2):1994 | Resistance to intergranular corrosion of austenitic stainless steels - Method for determination: Part 2 corrosion test in a sulphuric acid/copper sulphate medium in the presence of copper turnings (Monypenny Strauss Test) in the presence of copper turnings (Monypenny Strauss Test) (First Revision) | REFERENCED_UNKNOWN | Indian
IS 16651:2017 | High Strength Deformed Stainless Steel Bars and Wires for Concrete Reinforcement - Specification | CED | IS 1599:2023 | Metallic materials Bend test | TEST_METHOD | Indian
IS 16651:2017 | High Strength Deformed Stainless Steel Bars and Wires for Concrete Reinforcement - Specification | CED | IS 1608:2005 | Mechanical testing of metals - Tensile Testing | TEST_METHOD | Indian
IS 16651:2017 | High Strength Deformed Stainless Steel Bars and Wires for Concrete Reinforcement - Specification | CED | IS 1757 (Part 1):2020 | Metallic Materials — Charpy Pendulum Impact Test Part 1 Test Method ( Fourth Revision ) | TEST_METHOD | Indian
IS 16651:2017 | High Strength Deformed Stainless Steel Bars and Wires for Concrete Reinforcement - Specification | CED | IS 1786:2008 | High Strength Deformed Steel Bars and Wires for Concrete Reinforcement - Specification (Fourth Revision) | COMPONENT_PRODUCT | Indian
IS 16651:2017 | High Strength Deformed Stainless Steel Bars and Wires for Concrete Reinforcement - Specification | CED | IS 2062 (Part 1):2025 | Structural Steel - Part 1 - Hot Rolled Medium and High tensile Steel | REFERENCED_UNKNOWN | Indian
IS 16651:2017 | High Strength Deformed Stainless Steel Bars and Wires for Concrete Reinforcement - Specification | CED | IS 2770 (Part 1):1967 | Methods of Testing Bond in Reinforced Concrete: Part 1 Pull-Out Test | TEST_METHOD | Indian
IS 16651:2017 | High Strength Deformed Stainless Steel Bars and Wires for Concrete Reinforcement - Specification | CED | IS 3711:2020 | Steel and Steel Products — Location and Preparation of Samples and Test Pieces for Mechanical Testing ( Third Revision ) | REFERENCED_UNKNOWN | Indian
IS 16651:2017 | High Strength Deformed Stainless Steel Bars and Wires for Concrete Reinforcement - Specification | CED | IS 8910:2022 | General technical delivery requirements for steel and steel products | COMPONENT_PRODUCT | Indian
IS 16651:2017 | High Strength Deformed Stainless Steel Bars and Wires for Concrete Reinforcement - Specification | CED | IS 228:1959 | Methods of chemical analysis of pig iron, cast iron and plain carbon and low alloy steel | TEST_METHOD | Indian
IS 16526:2017 | Atactic polypropylene (APP) modified bituminous waterproofing and damp-proofing membrane with glass fibre reinforcement - Specification | CED | IS 73:2013 | Paving bitumen - Specification (Fourth Revision) | COMPONENT_PRODUCT | Indian
IS 16526:2017 | Atactic polypropylene (APP) modified bituminous waterproofing and damp-proofing membrane with glass fibre reinforcement - Specification | CED | IS 13826 (Part 1):1993 | Bitumen based felts - Method of test Part 1 Breaking strength test | TEST_METHOD | Indian
IS 16526:2017 | Atactic polypropylene (APP) modified bituminous waterproofing and damp-proofing membrane with glass fibre reinforcement - Specification | CED | IS 13826 (Part 2):2022 | Bitumen based felts - Methods of test: Part 2 Pliability test (First Revision) | TEST_METHOD | Indian
IS 16526:2017 | Atactic polypropylene (APP) modified bituminous waterproofing and damp-proofing membrane with glass fibre reinforcement - Specification | CED | IS 13826 (Part 4):1993 | Bitumen Based Felts - Methods of Test: Part 4 Pressure Head Test | TEST_METHOD | Indian
IS 16526:2017 | Atactic polypropylene (APP) modified bituminous waterproofing and damp-proofing membrane with glass fibre reinforcement - Specification | CED | IS 13826 (Part 5):1994 | Bitumen based felts - Methods of test Part 5 Heat resistance test | TEST_METHOD | Indian
IS 16526:2017 | Atactic polypropylene (APP) modified bituminous waterproofing and damp-proofing membrane with glass fibre reinforcement - Specification | CED | IS 13826 (Part 6):1993 | Bitumen based felts - Methods of test Part 6 Water absorption test | TEST_METHOD | Indian
IS 16526:2017 | Atactic polypropylene (APP) modified bituminous waterproofing and damp-proofing membrane with glass fibre reinforcement - Specification | CED | IS 460 (Part 1):2020 | Test Sieves — Specification Part 1 Wire Cloth Test Sieves ( Fourth Revision ) | COMPONENT_PRODUCT | Indian
IS 16526:2017 | Atactic polypropylene (APP) modified bituminous waterproofing and damp-proofing membrane with glass fibre reinforcement - Specification | CED | IS 4905:2015 | Random sampling and randomization procedures (First Revision) | REFERENCED_UNKNOWN | Indian
IS 16526:2017 | Atactic polypropylene (APP) modified bituminous waterproofing and damp-proofing membrane with glass fibre reinforcement - Specification | CED | IS 3067:1988 | Code of practice for general design details and preparatory work for damp-proofing and water-proofing of buildings (First Revision) | INSTALLATION_CODE | Indian
IS 16526:2017 | Atactic polypropylene (APP) modified bituminous waterproofing and damp-proofing membrane with glass fibre reinforcement - Specification | CED | IS 7193:2013 | Glass Fibre Base Bitumen Felts - Specification (Second Revision) | COMPONENT_PRODUCT | Indian
IS 16526:2017 | Atactic polypropylene (APP) modified bituminous waterproofing and damp-proofing membrane with glass fibre reinforcement - Specification | CED | IS 1203:2022 | Methods for testing tar and bituminous materials - Determination of penetration (Second Revision) | REFERENCED_UNKNOWN | Indian
IS 16526:2017 | Atactic polypropylene (APP) modified bituminous waterproofing and damp-proofing membrane with glass fibre reinforcement - Specification | CED | IS 1205:2022 | Methods for testing tar and bituminous materials - Determination of softening point - Ring and ball apparatus (Second Revision) | REFERENCED_UNKNOWN | Indian
IS 4984:2016 | Polyethylene Pipes for Water Supply - Specification (Fifth Revision) | CED | IS 10141:2001 | Positive List of Constituents of Polyethylene in Contact with Foodstuffs, Pharmaceuticals and Drinking Water | REFERENCED_UNKNOWN | Indian
IS 4984:2016 | Polyethylene Pipes for Water Supply - Specification (Fifth Revision) | CED | IS 10146:1982 | Specification for polyethylene for its safe use in contact with foodstuffs, pharmaceuticals and drinking water | COMPONENT_PRODUCT | Indian
IS 4984:2016 | Polyethylene Pipes for Water Supply - Specification (Fifth Revision) | CED | IS 2530:2026 | POLYETHYLENE MOULDING MATERIALS AND POLYETHYLENE COMPOUNDS - METHODS OF TEST (First Revision) | TEST_METHOD | Indian
IS 4984:2016 | Polyethylene Pipes for Water Supply - Specification (Fifth Revision) | CED | IS 4905:2015 | Random sampling and randomization procedures (First Revision) | REFERENCED_UNKNOWN | Indian
IS 4984:2016 | Polyethylene Pipes for Water Supply - Specification (Fifth Revision) | CED | IS 7328:2026 | POLYETHYLENE PE MATERIAL FOR MOULDING AND EXTRUSION SPECIFICATION Third Revision | INSTALLATION_CODE | Indian
IS 4984:2016 | Polyethylene Pipes for Water Supply - Specification (Fifth Revision) | CED | IS 9845:1998 | Determination of overall migration of constituents of plastics materials and articles intended to come in contact with foodstuffs - Method of analysis (Second Revision) | REFERENCED_UNKNOWN | Indian
IS 12592:2002 | Precast concrete manhole cover and frame - Specification (First Revision) | CED | IS 12269:2013 | Ordinary Portland cement, 53 grade | REFERENCED_UNKNOWN | Indian
IS 12592:2002 | Precast concrete manhole cover and frame - Specification (First Revision) | CED | IS 269:2013 | Ordinary Portland Cement, 33 Grade | REFERENCED_UNKNOWN | Indian
IS 12592:2002 | Precast concrete manhole cover and frame - Specification (First Revision) | CED | IS 8112:2013 | Ordinary Portland Cement, 43 Grade | REFERENCED_UNKNOWN | Indian
IS 12592:2002 | Precast concrete manhole cover and frame - Specification (First Revision) | CED | IS 12330:1988 | Specificatioon for Sulphate Resisting Portland Cement | REFERENCED_UNKNOWN | Indian
IS 12592:2002 | Precast concrete manhole cover and frame - Specification (First Revision) | CED | IS 1489 (Part 1):1991 | Specification for Portland pozzolana cement Part 1 Flyash based | COMPONENT_PRODUCT | Indian
IS 12592:2002 | Precast concrete manhole cover and frame - Specification (First Revision) | CED | IS 1489 (Part 2):1991 | Specification for Portland-pozzolana cement Part 2 calcined clay based | COMPONENT_PRODUCT | Indian
IS 12592:2002 | Precast concrete manhole cover and frame - Specification (First Revision) | CED | IS 1786:2008 | High Strength Deformed Steel Bars and Wires for Concrete Reinforcement - Specification (Fourth Revision) | COMPONENT_PRODUCT | Indian
IS 12592:2002 | Precast concrete manhole cover and frame - Specification (First Revision) | CED | IS 2062 (Part 1):2025 | Structural Steel - Part 1 - Hot Rolled Medium and High tensile Steel | REFERENCED_UNKNOWN | Indian
IS 12592:2002 | Precast concrete manhole cover and frame - Specification (First Revision) | CED | IS 383:2016 | Coarse and Fine Aggregate for Concrete - Specification (Third Revision) | COMPONENT_PRODUCT | Indian
IS 12592:2002 | Precast concrete manhole cover and frame - Specification (First Revision) | CED | IS 432 (Part 1):2026 | Specification for Mild Steel And Medium Tensile Steel Bars and Hard-Drawn Steel Wire for Concrete Reinforcement Part 1 Mild Steel and Medium Tensile Steel Bars Fourth Revision | COMPONENT_PRODUCT | Indian
IS 12592:2002 | Precast concrete manhole cover and frame - Specification (First Revision) | CED | IS 432 (Part 2):1982 | Specification for Mild Steel and Medium Tensile Steel Bars and Hard-Drawn Steel Wire for Concrete Reinforcement: Part 2 Hard-Drawn Steel Wire (Third Revision) | COMPONENT_PRODUCT | Indian
IS 12592:2002 | Precast concrete manhole cover and frame - Specification (First Revision) | CED | IS 455:1989 | Portland Slag Cement - Specification | COMPONENT_PRODUCT | Indian
IS 12592:2002 | Precast concrete manhole cover and frame - Specification (First Revision) | CED | IS 456:2000 | Plain and reinforced concrete - Code of practice (Fourth Revision) | INSTALLATION_CODE | Indian
IS 12592:2002 | Precast concrete manhole cover and frame - Specification (First Revision) | CED | IS 6909:2026 | Supersulphated Cement - Specification (Second Revision of IS 6909) | COMPONENT_PRODUCT | Indian
IS 12592:2002 | Precast concrete manhole cover and frame - Specification (First Revision) | CED | IS 8041:2026 | Rapid Hardening Portland Cement Specification Third Revision of IS 8041 | COMPONENT_PRODUCT | Indian
IS 12592:2002 | Precast concrete manhole cover and frame - Specification (First Revision) | CED | IS 8043:2026 | Hydrophobic Portland Cement Specification Third Revision of IS 8043 | COMPONENT_PRODUCT | Indian
IS 12592:2002 | Precast concrete manhole cover and frame - Specification (First Revision) | CED | IS 9103:1999 | Concrete Admixtures -Specification (First Revision) | COMPONENT_PRODUCT | Indian
IS 13801:2013 | Chequered Cement Concrete Tiles - Specification (First Revision) | CED | IS 1237:2012 | Cement Concrete Flooring Tiles - Specification (Second Revision) | COMPONENT_PRODUCT | Indian
IS 13801:2013 | Chequered Cement Concrete Tiles - Specification (First Revision) | CED | IS 1489 (Part 1):1991 | Specification for Portland pozzolana cement Part 1 Flyash based | COMPONENT_PRODUCT | Indian
IS 13801:2013 | Chequered Cement Concrete Tiles - Specification (First Revision) | CED | IS 1489 (Part 2):1991 | Specification for Portland-pozzolana cement Part 2 calcined clay based | COMPONENT_PRODUCT | Indian
IS 13801:2013 | Chequered Cement Concrete Tiles - Specification (First Revision) | CED | IS 2500 (Part 1):2000 | Sampling procedures for inspection by attributes: Part 1 sampling schemes indexed by acceptance quality limit (AQL) for lot - By - Lot inspection (Third Revision) | REFERENCED_UNKNOWN | Indian
IS 13801:2013 | Chequered Cement Concrete Tiles - Specification (First Revision) | CED | IS 3178:1996 | Abrasive emery grain - Specification (First Revision) | COMPONENT_PRODUCT | Indian
IS 13801:2013 | Chequered Cement Concrete Tiles - Specification (First Revision) | CED | IS 3574 (Part 1):1965 | Specification for organic pigments for paints: Part 1 Azo pigments (toluidine red, chlorinated p-nitroaniline red, arylamide yellow, and para red) | COMPONENT_PRODUCT | Indian
IS 13801:2013 | Chequered Cement Concrete Tiles - Specification (First Revision) | CED | IS 3574 (Part 2):2000 | Organic pigments for paints - Specification: Part 2 phthalocyanines (First Revision) | COMPONENT_PRODUCT | Indian
IS 13801:2013 | Chequered Cement Concrete Tiles - Specification (First Revision) | CED | IS 383:2016 | Coarse and Fine Aggregate for Concrete - Specification (Third Revision) | COMPONENT_PRODUCT | Indian
IS 13801:2013 | Chequered Cement Concrete Tiles - Specification (First Revision) | CED | IS 411:2026 | Titanium Dioxide for Pigmentary Applications - Specification (Fifth Revision) | COMPONENT_PRODUCT | Indian
IS 13801:2013 | Chequered Cement Concrete Tiles - Specification (First Revision) | CED | IS 4905:2015 | Random sampling and randomization procedures (First Revision) | REFERENCED_UNKNOWN | Indian
IS 13801:2013 | Chequered Cement Concrete Tiles - Specification (First Revision) | CED | IS 50:1980 | Withdrawl | REFERENCED_UNKNOWN | Indian
IS 13801:2013 | Chequered Cement Concrete Tiles - Specification (First Revision) | CED | IS 54:2025 | Green Oxide of Chromium for Paints - Specification (Third Revision ) | COMPONENT_PRODUCT | Indian
IS 13801:2013 | Chequered Cement Concrete Tiles - Specification (First Revision) | CED | IS 55:2025 | Ultramarine Blue for Paints - Specification (Second Revision) | COMPONENT_PRODUCT | Indian
IS 13801:2013 | Chequered Cement Concrete Tiles - Specification (First Revision) | CED | IS 56:2025 | Prussian Blue (Iron blue) for Paints - Specification ( Third Revision) | COMPONENT_PRODUCT | Indian
IS 13801:2013 | Chequered Cement Concrete Tiles - Specification (First Revision) | CED | IS 8041:2026 | Rapid Hardening Portland Cement Specification Third Revision of IS 8041 | COMPONENT_PRODUCT | Indian
IS 13801:2013 | Chequered Cement Concrete Tiles - Specification (First Revision) | CED | IS 8042:1989 | White Portland Cement - | REFERENCED_UNKNOWN | Indian
IS 10701:2012 | Structural plywood - Specification (First Revision) | CED | IS 2753 (Part 1):1991 | Methods for estimation of preservatives in treated timber and in treating solutions: Part 1 Deterrmination of copper, arsenic, chromium, zinc, boron, creosote and fuel oil | REFERENCED_UNKNOWN | Indian
IS 10701:2012 | Structural plywood - Specification (First Revision) | CED | IS 2753 (Part 2):2014 | Methods for Estimation of Preservatives in Treated Timber and in Treating Solutions: Part 2 Determination of Copper (in copper Organic Preservative Salt) | REFERENCED_UNKNOWN | Indian
IS 10701:2012 | Structural plywood - Specification (First Revision) | CED | IS 3629:1986 | Structural Timber In Building - Specification (First Revision) | COMPONENT_PRODUCT | Indian
IS 10701:2012 | Structural plywood - Specification (First Revision) | CED | IS 5539:1969 | Specification for preservative treated plywood | COMPONENT_PRODUCT | Indian
IS 10701:2012 | Structural plywood - Specification (First Revision) | CED | IS 707:2011 | Timber Technology and Utilization of Wood, Bamboo and Cane - Glossary of Terms (Third Revision) | TERMINOLOGY | Indian
IS 10701:2012 | Structural plywood - Specification (First Revision) | CED | IS 7638:1999 | Wood/Lignocellulosic Based Panel Products - Methods of Sampling | REFERENCED_UNKNOWN | Indian
IS 10701:2012 | Structural plywood - Specification (First Revision) | CED | IS 848:2025 | Synthetic Resin Adhesives for Plywood (Phenolic, Aminoplastic and Bio-Materials Based) - Specification ( Third Revision ) | COMPONENT_PRODUCT | Indian
IS 10701:2012 | Structural plywood - Specification (First Revision) | CED | IS 1734 (Part 1):1983 | Methods of test for plywood (Parts 1 to 20 in one volume) PART I DETERMINATION OF DENSITY AND - MOISTURE CONTENT | TEST_METHOD | Indian
IS 10701:2012 | Structural plywood - Specification (First Revision) | CED | IS 1734 (Part 4):1983 | Methods of test for plywood PART 4 DETERMINATION OF GLUE SHEAR STRENGTH | TEST_METHOD | Indian
IS 10701:2012 | Structural plywood - Specification (First Revision) | CED | IS 1734 (Part 6):1983 | Methods of test for plywood (Parts 1 to 20 in one volume) PART 6 DETERMINATION OF WATER RESISTANCE | TEST_METHOD | Indian
IS 10701:2012 | Structural plywood - Specification (First Revision) | CED | IS 1734 (Part 7):1983 | Methods of test for plywood (Parts 1 to 20 in one volume) PART 7 MYCOLOGICAL TEST | TEST_METHOD | Indian
IS 10701:2012 | Structural plywood - Specification (First Revision) | CED | IS 1734 (Part 9):1983 | Methods of test for plywood (Parts 1 to 20 in one volume) PART 9 DETERMINATION OF TENSILE STRENGTH | TEST_METHOD | Indian
IS 10701:2012 | Structural plywood - Specification (First Revision) | CED | IS 1734 (Part 10):1983 | Methods of test for plywood (Parts 1 to 20 in one volume) PART 10 DETERMINATION OF COMPRESSIVE STRENGTH | TEST_METHOD | Indian
IS 10701:2012 | Structural plywood - Specification (First Revision) | CED | IS 1734 (Part 11):1983 | Methods of test for plywood (Parts 1 to 20 in one volume) PART 11 DETERMINATION OF STATIC BENDING Strength | TEST_METHOD | Indian
IS 10701:2012 | Structural plywood - Specification (First Revision) | CED | IS 1734 (Part 13):1983 | Methods of test for plywood (Parts 1 to 20 in one volume) PART 13 DETERMINATION OF PANEL SHEAR STRENGTH | TEST_METHOD | Indian
IS 10701:2012 | Structural plywood - Specification (First Revision) | CED | IS 1734 (Part 14):1983 | Methods of test for plywood (Parts 1 to 20 in one volume) PART 14 DETERMINATION OF PLATE SHEAR STRENGTH | TEST_METHOD | Indian
IS 2185 (Part 1):2005 | Concrete masonry units - Specification: Part 1 hollow and solid concrete blocks (Third Revision) | CED | IS 12269:2013 | Ordinary Portland cement, 53 grade | REFERENCED_UNKNOWN | Indian
IS 2185 (Part 1):2005 | Concrete masonry units - Specification: Part 1 hollow and solid concrete blocks (Third Revision) | CED | IS 269:2013 | Ordinary Portland Cement, 33 Grade | REFERENCED_UNKNOWN | Indian
IS 2185 (Part 1):2005 | Concrete masonry units - Specification: Part 1 hollow and solid concrete blocks (Third Revision) | CED | IS 3812 (Part 1) : 2013 | Pulverized fuel ash - Specification: Part 1 For use as pozzolana in cement, cement mortar and concrete (Third Revision) | COMPONENT_PRODUCT | Indian
IS 2185 (Part 1):2005 | Concrete masonry units - Specification: Part 1 hollow and solid concrete blocks (Third Revision) | CED | IS 3812 (Part 2):2013 | Pulverized Fuel Ash - Specification: Part 2 For use as Admixture in Cement Mortar and Concrete (Third Revision) | COMPONENT_PRODUCT | Indian
IS 2185 (Part 1):2005 | Concrete masonry units - Specification: Part 1 hollow and solid concrete blocks (Third Revision) | CED | IS 8112:2013 | Ordinary Portland Cement, 43 Grade | REFERENCED_UNKNOWN | Indian
IS 2185 (Part 1):2005 | Concrete masonry units - Specification: Part 1 hollow and solid concrete blocks (Third Revision) | CED | IS 3952:2013 | Burnt clay hollow bricks for walls and partitions - Specification | COMPONENT_PRODUCT | Indian
IS 2185 (Part 1):2005 | Concrete masonry units - Specification: Part 1 hollow and solid concrete blocks (Third Revision) | CED | IS 1489 (Part 1):1991 | Specification for Portland pozzolana cement Part 1 Flyash based | COMPONENT_PRODUCT | Indian
IS 2185 (Part 1):2005 | Concrete masonry units - Specification: Part 1 hollow and solid concrete blocks (Third Revision) | CED | IS 1489 (Part 2):1991 | Specification for Portland-pozzolana cement Part 2 calcined clay based | COMPONENT_PRODUCT | Indian
IS 2185 (Part 1):2005 | Concrete masonry units - Specification: Part 1 hollow and solid concrete blocks (Third Revision) | CED | IS 2645:2003 | Integral Waterproofing Compounds for Cement Mortar and Concrete - Specification (Second Revision) | COMPONENT_PRODUCT | Indian
IS 2185 (Part 1):2005 | Concrete masonry units - Specification: Part 1 hollow and solid concrete blocks (Third Revision) | CED | IS 383:2016 | Coarse and Fine Aggregate for Concrete - Specification (Third Revision) | COMPONENT_PRODUCT | Indian
IS 2185 (Part 1):2005 | Concrete masonry units - Specification: Part 1 hollow and solid concrete blocks (Third Revision) | CED | IS 455:1989 | Portland Slag Cement - Specification | COMPONENT_PRODUCT | Indian
IS 2185 (Part 1):2005 | Concrete masonry units - Specification: Part 1 hollow and solid concrete blocks (Third Revision) | CED | IS 486:2023 | Brushes sash tool for paints and varnishes - Specification (Fifth Revision) Amendment - 1 | COMPONENT_PRODUCT | Indian
IS 2185 (Part 1):2005 | Concrete masonry units - Specification: Part 1 hollow and solid concrete blocks (Third Revision) | CED | IS 6909:2026 | Supersulphated Cement - Specification (Second Revision of IS 6909) | COMPONENT_PRODUCT | Indian
IS 2185 (Part 1):2005 | Concrete masonry units - Specification: Part 1 hollow and solid concrete blocks (Third Revision) | CED | IS 8041:2026 | Rapid Hardening Portland Cement Specification Third Revision of IS 8041 | COMPONENT_PRODUCT | Indian
IS 2185 (Part 1):2005 | Concrete masonry units - Specification: Part 1 hollow and solid concrete blocks (Third Revision) | CED | IS 8042:1989 | White Portland Cement - | REFERENCED_UNKNOWN | Indian
IS 2185 (Part 1):2005 | Concrete masonry units - Specification: Part 1 hollow and solid concrete blocks (Third Revision) | CED | IS 8043:2026 | Hydrophobic Portland Cement Specification Third Revision of IS 8043 | COMPONENT_PRODUCT | Indian
IS 2185 (Part 1):2005 | Concrete masonry units - Specification: Part 1 hollow and solid concrete blocks (Third Revision) | CED | IS 9103:1999 | Concrete Admixtures -Specification (First Revision) | COMPONENT_PRODUCT | Indian
IS 1195:2002 | Bitumen - Mastic for flooring - Specification (Third Revision) | CED | IS 245:1988 | Trichloroethylene, Technical | REFERENCED_UNKNOWN | Indian
IS 1195:2002 | Bitumen - Mastic for flooring - Specification (Third Revision) | CED | IS 334:2023 | Glossary of terms relating to bitumen and tar (Fourth Revision) | TERMINOLOGY | Indian
IS 1195:2002 | Bitumen - Mastic for flooring - Specification (Third Revision) | CED | IS 54:2025 | Green Oxide of Chromium for Paints - Specification (Third Revision ) | COMPONENT_PRODUCT | Indian
IS 1195:2002 | Bitumen - Mastic for flooring - Specification (Third Revision) | CED | IS 702:2022 | Industrial bitumen - Specification (Third Revision) | COMPONENT_PRODUCT | Indian
IS 1195:2002 | Bitumen - Mastic for flooring - Specification (Third Revision) | CED | IS 1203:2022 | Methods for testing tar and bituminous materials - Determination of penetration (Second Revision) | REFERENCED_UNKNOWN | Indian
IS 1195:2002 | Bitumen - Mastic for flooring - Specification (Third Revision) | CED | IS 1205:2022 | Methods for testing tar and bituminous materials - Determination of softening point - Ring and ball apparatus (Second Revision) | REFERENCED_UNKNOWN | Indian
IS 1195:2002 | Bitumen - Mastic for flooring - Specification (Third Revision) | CED | IS 1212:2022 | Methods for testing tar and bituminous materials - Determination of loss on heating (Second Revision) | REFERENCED_UNKNOWN | Indian
IS 1195:2002 | Bitumen - Mastic for flooring - Specification (Third Revision) | CED | IS 1217:2024 | Tar and Bituminous Materials - Determination of Mineral Matter (Ash) - Methods of Test (Second revision) | TEST_METHOD | Indian
IS 1195:2002 | Bitumen - Mastic for flooring - Specification (Third Revision) | CED | IS 1840:1961 | Benzene, Reagent Grade | REFERENCED_UNKNOWN | Indian
IS 1195:2002 | Bitumen - Mastic for flooring - Specification (Third Revision) | CED | IS 2386 (Part 1):1963 | Methods of Test for Aggregates for Concrete: Part 1 Particle Size and Shape | TEST_METHOD | Indian
IS 1195:2002 | Bitumen - Mastic for flooring - Specification (Third Revision) | CED | IS 1216:2026 | Tar and bituminous materials - Determination of solubility in trichloroethylene or toluene - Methods of test (Third Revision) | TEST_METHOD | Indian
IS 6523:1983 | Precast Reinforced Concrete Door and Window Frames | CED | IS 269:2013 | Ordinary Portland Cement, 33 Grade | REFERENCED_UNKNOWN | Indian
IS 6523:1983 | Precast Reinforced Concrete Door and Window Frames | CED | IS 8112:2013 | Ordinary Portland Cement, 43 Grade | REFERENCED_UNKNOWN | Indian
IS 6523:1983 | Precast Reinforced Concrete Door and Window Frames | CED | IS 1199:1959 | Methods of sampling and analysis of concrete | REFERENCED_UNKNOWN | Indian
IS 6523:1983 | Precast Reinforced Concrete Door and Window Frames | CED | IS 1489 (Part 1):1991 | Specification for Portland pozzolana cement Part 1 Flyash based | COMPONENT_PRODUCT | Indian
IS 6523:1983 | Precast Reinforced Concrete Door and Window Frames | CED | IS 2:2022 | RULES FOR ROUNDING OFF NUMERICAL VALUES (Second Revision) | REFERENCED_UNKNOWN | Indian
IS 6523:1983 | Precast Reinforced Concrete Door and Window Frames | CED | IS 280:2006 | Mild steel wire for general engineering purposes (Fourth Revision) | REFERENCED_UNKNOWN | Indian
IS 6523:1983 | Precast Reinforced Concrete Door and Window Frames | CED | IS 383:2016 | Coarse and Fine Aggregate for Concrete - Specification (Third Revision) | COMPONENT_PRODUCT | Indian
IS 6523:1983 | Precast Reinforced Concrete Door and Window Frames | CED | IS 432 (Part 1):2026 | Specification for Mild Steel And Medium Tensile Steel Bars and Hard-Drawn Steel Wire for Concrete Reinforcement Part 1 Mild Steel and Medium Tensile Steel Bars Fourth Revision | COMPONENT_PRODUCT | Indian
IS 6523:1983 | Precast Reinforced Concrete Door and Window Frames | CED | IS 455:1989 | Portland Slag Cement - Specification | COMPONENT_PRODUCT | Indian
IS 6523:1983 | Precast Reinforced Concrete Door and Window Frames | CED | IS 456:2000 | Plain and reinforced concrete - Code of practice (Fourth Revision) | INSTALLATION_CODE | Indian
IS 6523:1983 | Precast Reinforced Concrete Door and Window Frames | CED | IS 516 (Part 2/Sec 3):2022 | Hardened Concrete - Methods of Test: Part 2 Properties of Hardened Concrete other than Strength: Section 3 Oxygen Permeability Index ( First Revision ) | TEST_METHOD | Indian
IS 6523:1983 | Precast Reinforced Concrete Door and Window Frames | CED | IS 8041:2026 | Rapid Hardening Portland Cement Specification Third Revision of IS 8041 | COMPONENT_PRODUCT | Indian
IS 6523:1983 | Precast Reinforced Concrete Door and Window Frames | CED | IS 1139:1966 | Specification for Hot rolled mild steel, medium tensile steel and high yield strength steel deformed bars for concrete reinforcements | COMPONENT_PRODUCT | Indian
IS 383:2016 | Coarse and Fine Aggregate for Concrete - Specification (Third Revision) | CED | IS 14959 (Part 2):2001 | Determination of Water Soluble and Acid Soluble Chlorides in Mortar and Concrete - Method of Test: Part 2 Hardened Mortar and Concrete | TEST_METHOD | Indian
IS 383:2016 | Coarse and Fine Aggregate for Concrete - Specification (Third Revision) | CED | IS 2386 (Part 2):1963 | Methods of Test for Aggregates for Concrete: Part 2 Estimation of Deleterious Materials and Organic Impurities | TEST_METHOD | Indian
IS 383:2016 | Coarse and Fine Aggregate for Concrete - Specification (Third Revision) | CED | IS 2386 (Part 3):1963 | Methods of Test for Aggregates for Concrete: Part 3 Specific Gravity, Density, Voids, Absorption and Bulking | TEST_METHOD | Indian
IS 383:2016 | Coarse and Fine Aggregate for Concrete - Specification (Third Revision) | CED | IS 2386 (Part 4):1963 | Methods of test for aggregates for concrete: Part 4 Mechanical properties | TEST_METHOD | Indian
IS 383:2016 | Coarse and Fine Aggregate for Concrete - Specification (Third Revision) | CED | IS 2386 (Part 6):1963 | Methods of test for aggregates for concrete: Part 6 Measuring mortar making properties of fine aggregates | TEST_METHOD | Indian
IS 383:2016 | Coarse and Fine Aggregate for Concrete - Specification (Third Revision) | CED | IS 2430:1986 | Methods for Sampling of Aggregates for Concrete (First Revision) | REFERENCED_UNKNOWN | Indian
IS 383:2016 | Coarse and Fine Aggregate for Concrete - Specification (Third Revision) | CED | IS 4905:2015 | Random sampling and randomization procedures (First Revision) | REFERENCED_UNKNOWN | Indian
IS 383:2016 | Coarse and Fine Aggregate for Concrete - Specification (Third Revision) | CED | IS 6461 (Part 1):2024 | Cement Concrete - Glossary of terms : Part 1 Concrete Aggregates (First Revision) | TERMINOLOGY | Indian
IS 383:2016 | Coarse and Fine Aggregate for Concrete - Specification (Third Revision) | CED | IS 9196:1979 | Specification for rotary and linear actuators (AC and DC) for aircraft | COMPONENT_PRODUCT | Indian
IS 383:2016 | Coarse and Fine Aggregate for Concrete - Specification (Third Revision) | CED | IS 9669:2025 | CBR Mould and Its Accessories - Specification (First Revision) | COMPONENT_PRODUCT | Indian
IS 383:2016 | Coarse and Fine Aggregate for Concrete - Specification (Third Revision) | CED | IS 2386 (Part 1):1963 | Methods of Test for Aggregates for Concrete: Part 1 Particle Size and Shape | TEST_METHOD | Indian
IS 383:2016 | Coarse and Fine Aggregate for Concrete - Specification (Third Revision) | CED | IS 2386 (Part 5):1963 | Methods of Test for Aggregates for Concrete: Part V Soundness | TEST_METHOD | Indian
IS 383:2016 | Coarse and Fine Aggregate for Concrete - Specification (Third Revision) | CED | IS 2386 (Part 7):1963 | Methods of Test for Aggregates for Concrete: Part 7 Alkali Aggregate Reactivity | TEST_METHOD | Indian
IS 383:2016 | Coarse and Fine Aggregate for Concrete - Specification (Third Revision) | CED | IS 2386 (Part 8):1963 | Methods of Test for Aggregates for Concrete: Part 8 Petrographic Examination | TEST_METHOD | Indian
IS 6315:2025 | Hydraulically Regulated Floor Springs - Specification Third Revision of IS 6315 ICS 91190 | CED | IS 4905:2015 | Random sampling and randomization procedures (First Revision) | REFERENCED_UNKNOWN | Indian
IS 6315:2025 | Hydraulically Regulated Floor Springs - Specification Third Revision of IS 6315 ICS 91190 | CED | IS 3614:2021 | Fire Doors and Doorsets - Specification (first revision) | COMPONENT_PRODUCT | Indian
IS 6315:2025 | Hydraulically Regulated Floor Springs - Specification Third Revision of IS 6315 ICS 91190 | CED | IS 5528:2024 | Corrosion Tests in Artificial Atmospheres - Salt Spray Tests (second revision) | REFERENCED_UNKNOWN | Indian
IS 3097:2025 | Veneered Medium Density Particle Boards from Wood and other Lignocellulosic Material - Specification ( Third Revision ) | CED | IS 13745:2020 | Method for Determination of Formaldehyde Content in Wood-Based Panels by Extraction Method Called Perforator Method ( First Revision ) | REFERENCED_UNKNOWN | Indian
IS 3097:2025 | Veneered Medium Density Particle Boards from Wood and other Lignocellulosic Material - Specification ( Third Revision ) | CED | IS 4905:2015 | Random sampling and randomization procedures (First Revision) | REFERENCED_UNKNOWN | Indian
IS 3097:2025 | Veneered Medium Density Particle Boards from Wood and other Lignocellulosic Material - Specification ( Third Revision ) | CED | IS 707:2011 | Timber Technology and Utilization of Wood, Bamboo and Cane - Glossary of Terms (Third Revision) | TERMINOLOGY | Indian
IS 3097:2025 | Veneered Medium Density Particle Boards from Wood and other Lignocellulosic Material - Specification ( Third Revision ) | CED | IS 2380 (Part 1 to 21):1977 | Methods of Test for Wood Particle Boards and Boards from Other Lignocellulosic Materials | TEST_METHOD | Indian
IS 3097:2025 | Veneered Medium Density Particle Boards from Wood and other Lignocellulosic Material - Specification ( Third Revision ) | CED | IS/ISO 12460-1:2007 | Wood based panels - Determination of formaldehyde release: Part 1 formaldehyde emission by the 1 - Cubic - Metre chamber method | REFERENCED_UNKNOWN | Indian
IS 3097:2025 | Veneered Medium Density Particle Boards from Wood and other Lignocellulosic Material - Specification ( Third Revision ) | CED | IS 17830:2022 | Sensory analysis Methodology Ranking | REFERENCED_UNKNOWN | Indian
IS 3097:2025 | Veneered Medium Density Particle Boards from Wood and other Lignocellulosic Material - Specification ( Third Revision ) | CED | IS 19026 (Part 2):2023 | ROAD VEHICLES - LIQUEFIED NATURAL GAS (LNG) FUEL SYSTEM COMPONENTS - PART 2: PERFORMANCE AND GENERAL TEST METHODS | TEST_METHOD | Indian
IS 3097:2025 | Veneered Medium Density Particle Boards from Wood and other Lignocellulosic Material - Specification ( Third Revision ) | CED | IS/IEC 60512 (Part 2/Sec 6):2002 | Connectors for electronic equipment Part 2 Tests and measurements Section 6: Electrical continuity and contact resistance tests Test 2f: Housing shell electrical continuity | REFERENCED_UNKNOWN | Indian
IS 12406:2025 | Medium Density Fibre Boards of Wood and Other Lignocellulosic Materials for General Purpose - Specification ( Third Revision ) | CED | IS 13745:2020 | Method for Determination of Formaldehyde Content in Wood-Based Panels by Extraction Method Called Perforator Method ( First Revision ) | REFERENCED_UNKNOWN | Indian
IS 12406:2025 | Medium Density Fibre Boards of Wood and Other Lignocellulosic Materials for General Purpose - Specification ( Third Revision ) | CED | IS 1658:2006 | Fibre hardboards - Specification (Third Revision) | COMPONENT_PRODUCT | Indian
IS 12406:2025 | Medium Density Fibre Boards of Wood and Other Lignocellulosic Materials for General Purpose - Specification ( Third Revision ) | CED | IS 3348:1965 | Specification For Fibre Insulation Boards | COMPONENT_PRODUCT | Indian
IS 12406:2025 | Medium Density Fibre Boards of Wood and Other Lignocellulosic Materials for General Purpose - Specification ( Third Revision ) | CED | IS 4905:2015 | Random sampling and randomization procedures (First Revision) | REFERENCED_UNKNOWN | Indian
IS 12406:2025 | Medium Density Fibre Boards of Wood and Other Lignocellulosic Materials for General Purpose - Specification ( Third Revision ) | CED | IS 707:2011 | Timber Technology and Utilization of Wood, Bamboo and Cane - Glossary of Terms (Third Revision) | TERMINOLOGY | Indian
IS 12406:2025 | Medium Density Fibre Boards of Wood and Other Lignocellulosic Materials for General Purpose - Specification ( Third Revision ) | CED | IS 7638:1999 | Wood/Lignocellulosic Based Panel Products - Methods of Sampling | REFERENCED_UNKNOWN | Indian
IS 12406:2025 | Medium Density Fibre Boards of Wood and Other Lignocellulosic Materials for General Purpose - Specification ( Third Revision ) | CED | IS 2380 (Part 1 to 21):1977 | Methods of Test for Wood Particle Boards and Boards from Other Lignocellulosic Materials | TEST_METHOD | Indian
IS 12406:2025 | Medium Density Fibre Boards of Wood and Other Lignocellulosic Materials for General Purpose - Specification ( Third Revision ) | CED | IS/ISO 12460-1:2007 | Wood based panels - Determination of formaldehyde release: Part 1 formaldehyde emission by the 1 - Cubic - Metre chamber method | REFERENCED_UNKNOWN | Indian
IS 12406:2025 | Medium Density Fibre Boards of Wood and Other Lignocellulosic Materials for General Purpose - Specification ( Third Revision ) | CED | IS 18281:2023 | Electromagnetic Examination of Ferromagnetic Steel Wire Rope Used in Mines — Code of Practice | INSTALLATION_CODE | Indian
IS 3087:2025 | Medium Density Particle Boards of Wood and other Lignocellulosic Materials for General Purpose - Specification ( Third Revision ) | CED | IS 13745:2020 | Method for Determination of Formaldehyde Content in Wood-Based Panels by Extraction Method Called Perforator Method ( First Revision ) | REFERENCED_UNKNOWN | Indian
IS 3087:2025 | Medium Density Particle Boards of Wood and other Lignocellulosic Materials for General Purpose - Specification ( Third Revision ) | CED | IS 4905:2015 | Random sampling and randomization procedures (First Revision) | REFERENCED_UNKNOWN | Indian
IS 3087:2025 | Medium Density Particle Boards of Wood and other Lignocellulosic Materials for General Purpose - Specification ( Third Revision ) | CED | IS 707:2011 | Timber Technology and Utilization of Wood, Bamboo and Cane - Glossary of Terms (Third Revision) | TERMINOLOGY | Indian
IS 3087:2025 | Medium Density Particle Boards of Wood and other Lignocellulosic Materials for General Purpose - Specification ( Third Revision ) | CED | IS 7638:1999 | Wood/Lignocellulosic Based Panel Products - Methods of Sampling | REFERENCED_UNKNOWN | Indian
IS 3087:2025 | Medium Density Particle Boards of Wood and other Lignocellulosic Materials for General Purpose - Specification ( Third Revision ) | CED | IS 2380 (Part 1 to 21):1977 | Methods of Test for Wood Particle Boards and Boards from Other Lignocellulosic Materials | TEST_METHOD | Indian
IS 3087:2025 | Medium Density Particle Boards of Wood and other Lignocellulosic Materials for General Purpose - Specification ( Third Revision ) | CED | IS/ISO 12460-1:2007 | Wood based panels - Determination of formaldehyde release: Part 1 formaldehyde emission by the 1 - Cubic - Metre chamber method | REFERENCED_UNKNOWN | Indian
IS 3087:2025 | Medium Density Particle Boards of Wood and other Lignocellulosic Materials for General Purpose - Specification ( Third Revision ) | CED | IS 18281:2023 | Electromagnetic Examination of Ferromagnetic Steel Wire Rope Used in Mines — Code of Practice | INSTALLATION_CODE | Indian
IS 11594:2025 | Mild Steel Thin Walled Sampling Tubes and Sampler Heads ? Specification (First Revision) | CED | IS 1239 (Part 1):2004 | Steel tubes, tubulars and other wrought steel fittings - Specification: Part 1 steel tubes (Sixth Revision) | COMPONENT_PRODUCT | Indian
IS 11594:2025 | Mild Steel Thin Walled Sampling Tubes and Sampler Heads ? Specification (First Revision) | CED | IS 1875:2025 | Steel Ingots, Billets, Blooms, Slabs and Bars For Forging - Specification (Sixth Revision) | COMPONENT_PRODUCT | Indian
IS 11594:2025 | Mild Steel Thin Walled Sampling Tubes and Sampler Heads ? Specification (First Revision) | CED | IS 2809:1972 | Glossary of terms and symbols relating to soil engineering (First Revision) | TERMINOLOGY | Indian
IS 11594:2025 | Mild Steel Thin Walled Sampling Tubes and Sampler Heads ? Specification (First Revision) | CED | IS 4432:1988 | Specification for case hardening steels (First Revision) | COMPONENT_PRODUCT | Indian
IS 11594:2025 | Mild Steel Thin Walled Sampling Tubes and Sampler Heads ? Specification (First Revision) | CED | IS 18120:2023 | Tourism and related services - Accessible tourism for all - Requirements and recommendations | COMPONENT_PRODUCT | Indian
IS 905:2025 | Delivery Breechings for Fire Fighting - Dividing and Collecting - Instantaneous Pattern - Specification (third revision) | CED | IS 11864:1986 | Recommended construction practice of apparatus for spray cabinet for various salt spray tests | REFERENCED_UNKNOWN | Indian
IS 905:2025 | Delivery Breechings for Fire Fighting - Dividing and Collecting - Instantaneous Pattern - Specification (third revision) | CED | IS 2643:2005 | Pipe threads where pressure - Tight joints are not made on the threads - Dimensions, tolerances and designation (Third Revision) | REFERENCED_UNKNOWN | Indian
IS 905:2025 | Delivery Breechings for Fire Fighting - Dividing and Collecting - Instantaneous Pattern - Specification (third revision) | CED | IS 292:1983 | Specification for leaded brass ingots and casting (Second Revision) | COMPONENT_PRODUCT | Indian
IS 905:2025 | Delivery Breechings for Fire Fighting - Dividing and Collecting - Instantaneous Pattern - Specification (third revision) | CED | IS 304:1981 | Specification for high tensile brass ingots and castings (Second Revision) | COMPONENT_PRODUCT | Indian
IS 905:2025 | Delivery Breechings for Fire Fighting - Dividing and Collecting - Instantaneous Pattern - Specification (third revision) | CED | IS 318:1981 | Specification for leaded tin bronze ingots and castings (Second Revision) | COMPONENT_PRODUCT | Indian
IS 905:2025 | Delivery Breechings for Fire Fighting - Dividing and Collecting - Instantaneous Pattern - Specification (third revision) | CED | IS 5290:2025 | Landing Valves - Specification (Fourth Revision) | COMPONENT_PRODUCT | Indian
IS 905:2025 | Delivery Breechings for Fire Fighting - Dividing and Collecting - Instantaneous Pattern - Specification (third revision) | CED | IS 6528:2024 | Stainless steel wire - Specification ( Second Revision ) | COMPONENT_PRODUCT | Indian
IS 905:2025 | Delivery Breechings for Fire Fighting - Dividing and Collecting - Instantaneous Pattern - Specification (third revision) | CED | IS 6912:2025 | Copper and Copper Alloys Forging Stock and Forging - Specification ( Third Revision ) | COMPONENT_PRODUCT | Indian
IS 905:2025 | Delivery Breechings for Fire Fighting - Dividing and Collecting - Instantaneous Pattern - Specification (third revision) | CED | IS 7608:1987 | Specification for phosphor bronze wire for general engineering purposes (First Revision) | COMPONENT_PRODUCT | Indian
IS 905:2025 | Delivery Breechings for Fire Fighting - Dividing and Collecting - Instantaneous Pattern - Specification (third revision) | CED | IS 903:2025 | Fire Hose Delivery Couplings, Branch Pipe, Nozzles and Nozzle Spanner - Specification (Fifth Revision) | COMPONENT_PRODUCT | Indian
IS 905:2025 | Delivery Breechings for Fire Fighting - Dividing and Collecting - Instantaneous Pattern - Specification (third revision) | CED | IS 937:1981 | Specification for Washers For Water Fittings For Fire Fighting Purposes (Second Revision) | COMPONENT_PRODUCT | Indian
IS 5820:2024 | PRECAST CONCRETE CABLE COVERS — SPECIFICATION (first revision) | CED | IS 269:2013 | Ordinary Portland Cement, 33 Grade | REFERENCED_UNKNOWN | Indian
IS 5820:2024 | PRECAST CONCRETE CABLE COVERS — SPECIFICATION (first revision) | CED | IS 3812 (Part 1) : 2013 | Pulverized fuel ash - Specification: Part 1 For use as pozzolana in cement, cement mortar and concrete (Third Revision) | COMPONENT_PRODUCT | Indian
IS 5820:2024 | PRECAST CONCRETE CABLE COVERS — SPECIFICATION (first revision) | CED | IS 12330:1988 | Specificatioon for Sulphate Resisting Portland Cement | REFERENCED_UNKNOWN | Indian
IS 5820:2024 | PRECAST CONCRETE CABLE COVERS — SPECIFICATION (first revision) | CED | IS 1489 (Part 1):1991 | Specification for Portland pozzolana cement Part 1 Flyash based | COMPONENT_PRODUCT | Indian
IS 5820:2024 | PRECAST CONCRETE CABLE COVERS — SPECIFICATION (first revision) | CED | IS 1489 (Part 2):1991 | Specification for Portland-pozzolana cement Part 2 calcined clay based | COMPONENT_PRODUCT | Indian
IS 5820:2024 | PRECAST CONCRETE CABLE COVERS — SPECIFICATION (first revision) | CED | IS 1566:1982 | Specification for Hard - Drawn Steel Wire Fabric for Concrete Reinforcement (Second Revision) | COMPONENT_PRODUCT | Indian
IS 5820:2024 | PRECAST CONCRETE CABLE COVERS — SPECIFICATION (first revision) | CED | IS 1786:2008 | High Strength Deformed Steel Bars and Wires for Concrete Reinforcement - Specification (Fourth Revision) | COMPONENT_PRODUCT | Indian
IS 5820:2024 | PRECAST CONCRETE CABLE COVERS — SPECIFICATION (first revision) | CED | IS 2062 (Part 1):2025 | Structural Steel - Part 1 - Hot Rolled Medium and High tensile Steel | REFERENCED_UNKNOWN | Indian
IS 5820:2024 | PRECAST CONCRETE CABLE COVERS — SPECIFICATION (first revision) | CED | IS 383:2016 | Coarse and Fine Aggregate for Concrete - Specification (Third Revision) | COMPONENT_PRODUCT | Indian
IS 5820:2024 | PRECAST CONCRETE CABLE COVERS — SPECIFICATION (first revision) | CED | IS 432 (Part 1):2026 | Specification for Mild Steel And Medium Tensile Steel Bars and Hard-Drawn Steel Wire for Concrete Reinforcement Part 1 Mild Steel and Medium Tensile Steel Bars Fourth Revision | COMPONENT_PRODUCT | Indian
IS 5820:2024 | PRECAST CONCRETE CABLE COVERS — SPECIFICATION (first revision) | CED | IS 432 (Part 2):1982 | Specification for Mild Steel and Medium Tensile Steel Bars and Hard-Drawn Steel Wire for Concrete Reinforcement: Part 2 Hard-Drawn Steel Wire (Third Revision) | COMPONENT_PRODUCT | Indian
IS 5820:2024 | PRECAST CONCRETE CABLE COVERS — SPECIFICATION (first revision) | CED | IS 455:1989 | Portland Slag Cement - Specification | COMPONENT_PRODUCT | Indian
IS 5820:2024 | PRECAST CONCRETE CABLE COVERS — SPECIFICATION (first revision) | CED | IS 456:2000 | Plain and reinforced concrete - Code of practice (Fourth Revision) | INSTALLATION_CODE | Indian
IS 5820:2024 | PRECAST CONCRETE CABLE COVERS — SPECIFICATION (first revision) | CED | IS 6909:2026 | Supersulphated Cement - Specification (Second Revision of IS 6909) | COMPONENT_PRODUCT | Indian
IS 5820:2024 | PRECAST CONCRETE CABLE COVERS — SPECIFICATION (first revision) | CED | IS 8041:2026 | Rapid Hardening Portland Cement Specification Third Revision of IS 8041 | COMPONENT_PRODUCT | Indian
IS 5820:2024 | PRECAST CONCRETE CABLE COVERS — SPECIFICATION (first revision) | CED | IS 8043:2026 | Hydrophobic Portland Cement Specification Third Revision of IS 8043 | COMPONENT_PRODUCT | Indian
IS 5820:2024 | PRECAST CONCRETE CABLE COVERS — SPECIFICATION (first revision) | CED | IS 9103:1999 | Concrete Admixtures -Specification (First Revision) | COMPONENT_PRODUCT | Indian
IS 2556 (Part 16):2024 | Vitreous China Sanitary Appliances —Specification Part 16 Specific Requirements of Washdown Wall Mounted Water Closets (First Revision) | CED | IS 9140:1996 | Methods for sampling of vitreous and fire clay sanitary appliances (Second Revision) | REFERENCED_UNKNOWN | Indian
IS 2556 (Part 16):2024 | Vitreous China Sanitary Appliances —Specification Part 16 Specific Requirements of Washdown Wall Mounted Water Closets (First Revision) | CED | IS 16595 (Part 302):2023 | Ergonomics of human-system Interaction Part 302: Terminology for electronic visual displays ISO 9241-302 | TERMINOLOGY | Indian
IS 2556 (Part 16):2024 | Vitreous China Sanitary Appliances —Specification Part 16 Specific Requirements of Washdown Wall Mounted Water Closets (First Revision) | CED | IS 18180 (Part 2):2023 | Geometrical product specifications (GPS) - General concepts: Part 2 Basic tenets, specifications, operators, uncertainties and ambiguities | COMPONENT_PRODUCT | Indian
IS 1464:2024 | Clay Ridge and Ceiling Tiles - Specification (Third Revision) | CED | IS 2248:2025 | Clay Products for Buildings - Glossary of Terms | TERMINOLOGY | Indian
IS 1464:2024 | Clay Ridge and Ceiling Tiles - Specification (Third Revision) | CED | IS 6873 (Part 2/Sec 1):2024 | Limits and Methods of Measurement of Radio Disturbance Characteristics PART 2 Electromagnetic Compatibility (EMC) - Requirements for Household Appliances, Electric Tools and Similar Apparatus Section 1 Emission ( Fourth Revision) | COMPONENT_PRODUCT | Indian
IS 1140:2023 | Logs for Matches - Specification (Third Revision) | CED | IS 1141:1993 | Seasoning of Timber - Code of practice (Second Revision) | INSTALLATION_CODE | Indian
IS 1140:2023 | Logs for Matches - Specification (Third Revision) | CED | IS 401:2001 | Preservation of Timber - Code of Practice (Fourth Revision) | INSTALLATION_CODE | Indian
IS 1140:2023 | Logs for Matches - Specification (Third Revision) | CED | IS 707:2011 | Timber Technology and Utilization of Wood, Bamboo and Cane - Glossary of Terms (Third Revision) | TERMINOLOGY | Indian
IS 1140:2023 | Logs for Matches - Specification (Third Revision) | CED | IS 9104:1979 | Guide for storage and protection of logs and sawn timber | REFERENCED_UNKNOWN | Indian
IS 2892:2023 | Wooden Handles for Picks and Beaters Specification Third Revision | CED | IS 273:1990 | Picks and beaters - specification (Fourth Revision) | COMPONENT_PRODUCT | Indian
IS 2892:2023 | Wooden Handles for Picks and Beaters Specification Third Revision | CED | IS 620:1985 | Specification for Wooden Tool Handles General Requirements (Fourth Revision) | COMPONENT_PRODUCT | Indian
IS 3084:2023 | Pencil Slats Specification Third Revision | CED | IS 707:2011 | Timber Technology and Utilization of Wood, Bamboo and Cane - Glossary of Terms (Third Revision) | TERMINOLOGY | Indian
IS 3084:2023 | Pencil Slats Specification Third Revision | CED | IS 17885 (Part 2):2022 | Automation systems and integration Digital twin framework for manufacturing Part 2: Reference architecture | REFERENCED_UNKNOWN | Indian
IS 6072:2023 | Autoclaved Reinforced Cellular Concrete Wall Slabs - Specifications (First Revision) | CED | IS 269:2013 | Ordinary Portland Cement, 33 Grade | REFERENCED_UNKNOWN | Indian
IS 6072:2023 | Autoclaved Reinforced Cellular Concrete Wall Slabs - Specifications (First Revision) | CED | IS 3812 (Part 1) : 2013 | Pulverized fuel ash - Specification: Part 1 For use as pozzolana in cement, cement mortar and concrete (Third Revision) | COMPONENT_PRODUCT | Indian
IS 6072:2023 | Autoclaved Reinforced Cellular Concrete Wall Slabs - Specifications (First Revision) | CED | IS 3812 (Part 2):2013 | Pulverized Fuel Ash - Specification: Part 2 For use as Admixture in Cement Mortar and Concrete (Third Revision) | COMPONENT_PRODUCT | Indian
IS 6072:2023 | Autoclaved Reinforced Cellular Concrete Wall Slabs - Specifications (First Revision) | CED | IS 1489 (Part 1):1991 | Specification for Portland pozzolana cement Part 1 Flyash based | COMPONENT_PRODUCT | Indian
IS 6072:2023 | Autoclaved Reinforced Cellular Concrete Wall Slabs - Specifications (First Revision) | CED | IS 1489 (Part 2):1991 | Specification for Portland-pozzolana cement Part 2 calcined clay based | COMPONENT_PRODUCT | Indian
IS 6072:2023 | Autoclaved Reinforced Cellular Concrete Wall Slabs - Specifications (First Revision) | CED | IS 1566:1982 | Specification for Hard - Drawn Steel Wire Fabric for Concrete Reinforcement (Second Revision) | COMPONENT_PRODUCT | Indian
IS 6072:2023 | Autoclaved Reinforced Cellular Concrete Wall Slabs - Specifications (First Revision) | CED | IS 1786:2008 | High Strength Deformed Steel Bars and Wires for Concrete Reinforcement - Specification (Fourth Revision) | COMPONENT_PRODUCT | Indian
IS 6072:2023 | Autoclaved Reinforced Cellular Concrete Wall Slabs - Specifications (First Revision) | CED | IS 3346:2026 | Method for the Determination of Thermal Conductivity of Thermal Insulation Materials (Guarded Hot - Plate Method) (Second Revision) | REFERENCED_UNKNOWN | Indian
IS 6072:2023 | Autoclaved Reinforced Cellular Concrete Wall Slabs - Specifications (First Revision) | CED | IS 3574 (Part 1):1965 | Specification for organic pigments for paints: Part 1 Azo pigments (toluidine red, chlorinated p-nitroaniline red, arylamide yellow, and para red) | COMPONENT_PRODUCT | Indian
IS 6072:2023 | Autoclaved Reinforced Cellular Concrete Wall Slabs - Specifications (First Revision) | CED | IS 3574 (Part 2):2000 | Organic pigments for paints - Specification: Part 2 phthalocyanines (First Revision) | COMPONENT_PRODUCT | Indian
IS 6072:2023 | Autoclaved Reinforced Cellular Concrete Wall Slabs - Specifications (First Revision) | CED | IS 383:2016 | Coarse and Fine Aggregate for Concrete - Specification (Third Revision) | COMPONENT_PRODUCT | Indian
IS 6072:2023 | Autoclaved Reinforced Cellular Concrete Wall Slabs - Specifications (First Revision) | CED | IS 411:2026 | Titanium Dioxide for Pigmentary Applications - Specification (Fifth Revision) | COMPONENT_PRODUCT | Indian
IS 6072:2023 | Autoclaved Reinforced Cellular Concrete Wall Slabs - Specifications (First Revision) | CED | IS 432 (Part 1):2026 | Specification for Mild Steel And Medium Tensile Steel Bars and Hard-Drawn Steel Wire for Concrete Reinforcement Part 1 Mild Steel and Medium Tensile Steel Bars Fourth Revision | COMPONENT_PRODUCT | Indian
IS 6072:2023 | Autoclaved Reinforced Cellular Concrete Wall Slabs - Specifications (First Revision) | CED | IS 432 (Part 2):1982 | Specification for Mild Steel and Medium Tensile Steel Bars and Hard-Drawn Steel Wire for Concrete Reinforcement: Part 2 Hard-Drawn Steel Wire (Third Revision) | COMPONENT_PRODUCT | Indian
IS 6072:2023 | Autoclaved Reinforced Cellular Concrete Wall Slabs - Specifications (First Revision) | CED | IS 44:2025 | Iron Oxide Pigments for Paints - Specifications (Third revision) | COMPONENT_PRODUCT | Indian
IS 6072:2023 | Autoclaved Reinforced Cellular Concrete Wall Slabs - Specifications (First Revision) | CED | IS 455:1989 | Portland Slag Cement - Specification | COMPONENT_PRODUCT | Indian
IS 6072:2023 | Autoclaved Reinforced Cellular Concrete Wall Slabs - Specifications (First Revision) | CED | IS 456:2000 | Plain and reinforced concrete - Code of practice (Fourth Revision) | INSTALLATION_CODE | Indian
IS 6072:2023 | Autoclaved Reinforced Cellular Concrete Wall Slabs - Specifications (First Revision) | CED | IS 54:2025 | Green Oxide of Chromium for Paints - Specification (Third Revision ) | COMPONENT_PRODUCT | Indian
IS 6072:2023 | Autoclaved Reinforced Cellular Concrete Wall Slabs - Specifications (First Revision) | CED | IS 55:2025 | Ultramarine Blue for Paints - Specification (Second Revision) | COMPONENT_PRODUCT | Indian
IS 6072:2023 | Autoclaved Reinforced Cellular Concrete Wall Slabs - Specifications (First Revision) | CED | IS 56:2025 | Prussian Blue (Iron blue) for Paints - Specification ( Third Revision) | COMPONENT_PRODUCT | Indian
IS 6072:2023 | Autoclaved Reinforced Cellular Concrete Wall Slabs - Specifications (First Revision) | CED | IS 6441 (Part 1):1972 | Methods of test for autoclaved cellular concrete products: Part 1 determination of unit weight or bulk density and moisture content | TEST_METHOD | Indian
IS 6072:2023 | Autoclaved Reinforced Cellular Concrete Wall Slabs - Specifications (First Revision) | CED | IS 712:1984 | Specification for building limes (Third Revision) | COMPONENT_PRODUCT | Indian
IS 6072:2023 | Autoclaved Reinforced Cellular Concrete Wall Slabs - Specifications (First Revision) | CED | IS 875 (Part 1):2026 | Design Loads Other than Earthquake for Buildings and Structures Code of Practice Part 1 Dead Loads Unit Weights of Building Construction and Stored Materials | INSTALLATION_CODE | Indian
IS 6072:2023 | Autoclaved Reinforced Cellular Concrete Wall Slabs - Specifications (First Revision) | CED | IS 875 (Part 2):1987 | Code of practice for design loads (Other Than Earthquake) for buildings and structures: Part 2 imposed loads (Second Revision) | INSTALLATION_CODE | Indian
IS 6072:2023 | Autoclaved Reinforced Cellular Concrete Wall Slabs - Specifications (First Revision) | CED | IS 875 (Part 3):2015 | Design Loads (Other than Earthquake) for Buildings and Structures - Code of Practice Part 3 Wind Loads ( Third Revision ) | INSTALLATION_CODE | Indian
IS 6072:2023 | Autoclaved Reinforced Cellular Concrete Wall Slabs - Specifications (First Revision) | CED | IS 875 (Part 5):1987 | Design loads (Other Than Earthquake) for buildings and structures - Cod of practice for : Part 5 special loads and load combinations (Second Revision) | REFERENCED_UNKNOWN | Indian
IS 6072:2023 | Autoclaved Reinforced Cellular Concrete Wall Slabs - Specifications (First Revision) | CED | IS 9788:2023 | Titanium dioxide rutile for paints- Specification (First Revision) | COMPONENT_PRODUCT | Indian
IS 6072:2023 | Autoclaved Reinforced Cellular Concrete Wall Slabs - Specifications (First Revision) | CED | IS 6441 (Part 2):1972 | Methods of test for autoclawed cellular concrete products: Part 2 determination of drying shrinkage | TEST_METHOD | Indian
IS 6072:2023 | Autoclaved Reinforced Cellular Concrete Wall Slabs - Specifications (First Revision) | CED | IS 6441 (Part 4):1972 | Methods of test for autoclaved cellular concrete products: Part 4 corrosion protection of steel reinforcement in autoclave cellular concrete | TEST_METHOD | Indian
IS 6072:2023 | Autoclaved Reinforced Cellular Concrete Wall Slabs - Specifications (First Revision) | CED | IS 6441 (Part 5):1972 | Methods of test for autoclaved cellular concrete products: Part 5 determination of compressive strength | TEST_METHOD | Indian
IS 6072:2023 | Autoclaved Reinforced Cellular Concrete Wall Slabs - Specifications (First Revision) | CED | IS/ISO 834 (Part 1):1999 | Fire-Resistance Tests Elements of Building Construction Part 1 General Requirements | COMPONENT_PRODUCT | Indian
IS 6072:2023 | Autoclaved Reinforced Cellular Concrete Wall Slabs - Specifications (First Revision) | CED | IS 16651:2017 | High Strength Deformed Stainless Steel Bars and Wires for Concrete Reinforcement - Specification | COMPONENT_PRODUCT | Indian
IS 6072:2023 | Autoclaved Reinforced Cellular Concrete Wall Slabs - Specifications (First Revision) | CED | IS 16714:2018 | Ground Granulated Blast Furnace Slag for Use in Cement, Mortar and Concrete - Specification | COMPONENT_PRODUCT | Indian
IS 6072:2023 | Autoclaved Reinforced Cellular Concrete Wall Slabs - Specifications (First Revision) | CED | IS 16715:2018 | Ultrafine Ground Granulated Blast Furnace Slag - Specification | COMPONENT_PRODUCT | Indian
IS 6072:2023 | Autoclaved Reinforced Cellular Concrete Wall Slabs - Specifications (First Revision) | CED | IS 17496:2021 | Textile conveyor belts — Full thickness, tensile strength, elongation at break and elongation at the reference load — Test method | TEST_METHOD | Indian
IS 6072:2023 | Autoclaved Reinforced Cellular Concrete Wall Slabs - Specifications (First Revision) | CED | IS 18242:2023 | Soil quality Determination of trace elements in extracts of soil by inductively coupled plasma-atomic emission spectrometry ICP-AES | REFERENCED_UNKNOWN | Indian
IS 16700:2023 | Criteria for Structural Safety of Tall Concrete Buildings | CED | IS 12070:1987 | Code of practice for design and construction of shallow foundations on rocks | INSTALLATION_CODE | Indian
IS 16700:2023 | Criteria for Structural Safety of Tall Concrete Buildings | CED | IS 13920:2016 | Ductile Design and Detailing of Reinforced Concrete Structures Subjected to Seismic Forces - Code of Practice (First Revision) | INSTALLATION_CODE | Indian
IS 16700:2023 | Criteria for Structural Safety of Tall Concrete Buildings | CED | IS 1893 (Part 1):2025 | Design Earthquake Hazard and Criteria for Earthquake-Resistant Design of Structures Part 1 General Provisions ( Seventh Revision ) | REFERENCED_UNKNOWN | Indian
IS 16700:2023 | Criteria for Structural Safety of Tall Concrete Buildings | CED | IS 456:2000 | Plain and reinforced concrete - Code of practice (Fourth Revision) | INSTALLATION_CODE | Indian
IS 16700:2023 | Criteria for Structural Safety of Tall Concrete Buildings | CED | IS 4926:2003 | Ready - Mixed Concrete - Code of Practice (Second Revision) | INSTALLATION_CODE | Indian
IS 16700:2023 | Criteria for Structural Safety of Tall Concrete Buildings | CED | IS 875 (Part 1):2026 | Design Loads Other than Earthquake for Buildings and Structures Code of Practice Part 1 Dead Loads Unit Weights of Building Construction and Stored Materials | INSTALLATION_CODE | Indian
IS 16700:2023 | Criteria for Structural Safety of Tall Concrete Buildings | CED | IS 875 (Part 2):1987 | Code of practice for design loads (Other Than Earthquake) for buildings and structures: Part 2 imposed loads (Second Revision) | INSTALLATION_CODE | Indian
IS 16700:2023 | Criteria for Structural Safety of Tall Concrete Buildings | CED | IS 875 (Part 3):2015 | Design Loads (Other than Earthquake) for Buildings and Structures - Code of Practice Part 3 Wind Loads ( Third Revision ) | INSTALLATION_CODE | Indian
IS 16700:2023 | Criteria for Structural Safety of Tall Concrete Buildings | CED | IS 875 (Part 5):1987 | Design loads (Other Than Earthquake) for buildings and structures - Cod of practice for : Part 5 special loads and load combinations (Second Revision) | REFERENCED_UNKNOWN | Indian
IS 16700:2023 | Criteria for Structural Safety of Tall Concrete Buildings | CED | IS 9103:1999 | Concrete Admixtures -Specification (First Revision) | COMPONENT_PRODUCT | Indian
IS 16700:2023 | Criteria for Structural Safety of Tall Concrete Buildings | CED | IS 16172:2023 | Reinforcement Couplers for Mechanical Splices of Steel Bars in Concrete - Specification (First Revision) | COMPONENT_PRODUCT | Indian
IS 16700:2023 | Criteria for Structural Safety of Tall Concrete Buildings | CED | IS 13360 (Part 4/Sec 1/SubSec 2):2018 | Plastics - Methods of Testing - Part 4 : Rheological Properties - Section 1 : Determination of the Melt Mass-Flow Rate (MFR) and the Melt Volume-Flow Rate (MVR) of Thermoplastics | TEST_METHOD | Indian
IS 16700:2023 | Criteria for Structural Safety of Tall Concrete Buildings | CED | IS 18120:2023 | Tourism and related services - Accessible tourism for all - Requirements and recommendations | COMPONENT_PRODUCT | Indian
IS 16700:2023 | Criteria for Structural Safety of Tall Concrete Buildings | CED | IS 18242:2023 | Soil quality Determination of trace elements in extracts of soil by inductively coupled plasma-atomic emission spectrometry ICP-AES | REFERENCED_UNKNOWN | Indian
IS 15380:2023 | MOULDED HIGH DENSITY FIBRE HDF PANELLED DOOR SHUTTERS - SPECIFICATION ( First Revision ) | CED | IS 10428:2022 | Windows and Pedestrian Doors Vocabulary | TERMINOLOGY | Indian
IS 15380:2023 | MOULDED HIGH DENSITY FIBRE HDF PANELLED DOOR SHUTTERS - SPECIFICATION ( First Revision ) | CED | IS 12406:2025 | Medium Density Fibre Boards of Wood and Other Lignocellulosic Materials for General Purpose - Specification ( Third Revision ) | COMPONENT_PRODUCT | Indian
IS 15380:2023 | MOULDED HIGH DENSITY FIBRE HDF PANELLED DOOR SHUTTERS - SPECIFICATION ( First Revision ) | CED | IS 13745:2020 | Method for Determination of Formaldehyde Content in Wood-Based Panels by Extraction Method Called Perforator Method ( First Revision ) | REFERENCED_UNKNOWN | Indian
IS 15380:2023 | MOULDED HIGH DENSITY FIBRE HDF PANELLED DOOR SHUTTERS - SPECIFICATION ( First Revision ) | CED | IS 14616:1999 | Laminated veneer lumber specification | COMPONENT_PRODUCT | Indian
IS 15380:2023 | MOULDED HIGH DENSITY FIBRE HDF PANELLED DOOR SHUTTERS - SPECIFICATION ( First Revision ) | CED | IS 401:2001 | Preservation of Timber - Code of Practice (Fourth Revision) | INSTALLATION_CODE | Indian
IS 15380:2023 | MOULDED HIGH DENSITY FIBRE HDF PANELLED DOOR SHUTTERS - SPECIFICATION ( First Revision ) | CED | IS 4021:1995 | Timber door, window and ventilator frames - specification | COMPONENT_PRODUCT | Indian
IS 15380:2023 | MOULDED HIGH DENSITY FIBRE HDF PANELLED DOOR SHUTTERS - SPECIFICATION ( First Revision ) | CED | IS 4351:2024 | Steel Frames for Doors - Specification (Third Revision) | COMPONENT_PRODUCT | Indian
IS 15380:2023 | MOULDED HIGH DENSITY FIBRE HDF PANELLED DOOR SHUTTERS - SPECIFICATION ( First Revision ) | CED | IS 707:2011 | Timber Technology and Utilization of Wood, Bamboo and Cane - Glossary of Terms (Third Revision) | TERMINOLOGY | Indian
IS 15380:2023 | MOULDED HIGH DENSITY FIBRE HDF PANELLED DOOR SHUTTERS - SPECIFICATION ( First Revision ) | CED | IS 848:2025 | Synthetic Resin Adhesives for Plywood (Phenolic, Aminoplastic and Bio-Materials Based) - Specification ( Third Revision ) | COMPONENT_PRODUCT | Indian
IS 15380:2023 | MOULDED HIGH DENSITY FIBRE HDF PANELLED DOOR SHUTTERS - SPECIFICATION ( First Revision ) | CED | IS 2380 (Part 1 to 21):1977 | Methods of Test for Wood Particle Boards and Boards from Other Lignocellulosic Materials | TEST_METHOD | Indian
IS 15380:2023 | MOULDED HIGH DENSITY FIBRE HDF PANELLED DOOR SHUTTERS - SPECIFICATION ( First Revision ) | CED | IS 4020 (Part 1 to 16):1998 | Door shutters - Methods of tests (Third Revision) | TEST_METHOD | Indian
IS 15380:2023 | MOULDED HIGH DENSITY FIBRE HDF PANELLED DOOR SHUTTERS - SPECIFICATION ( First Revision ) | CED | IS 1708 (Part 1):1986 | Determination of moisture content (See IS 1708: PARTS 1 TO 18) | REFERENCED_UNKNOWN | Indian
IS 15380:2023 | MOULDED HIGH DENSITY FIBRE HDF PANELLED DOOR SHUTTERS - SPECIFICATION ( First Revision ) | CED | IS 16171:2014 | Veneer laminated lumber - Specification | COMPONENT_PRODUCT | Indian
IS 3951 (Part 1):2023 | HOLLOW CLAY TILES FOR FLOORS AND ROOFS SPECIFICATION PART 1 FILLER TYPE | CED | IS 2248:2025 | Clay Products for Buildings - Glossary of Terms | TERMINOLOGY | Indian
IS 3951 (Part 1):2023 | HOLLOW CLAY TILES FOR FLOORS AND ROOFS SPECIFICATION PART 1 FILLER TYPE | CED | IS 5454:2024 | Burnt Clay Bricks and Burnt Clay Tiles - Methods of Sampling | REFERENCED_UNKNOWN | Indian
IS 2690 (Part 1):2023 | BURNT CLAY FLAT TERRACING TILES - SPECIFICATION: PART 1 MACHINE MADE (Third Revision) | CED | IS 2248:2025 | Clay Products for Buildings - Glossary of Terms | TERMINOLOGY | Indian
IS 2690 (Part 1):2023 | BURNT CLAY FLAT TERRACING TILES - SPECIFICATION: PART 1 MACHINE MADE (Third Revision) | CED | IS 5454:2024 | Burnt Clay Bricks and Burnt Clay Tiles - Methods of Sampling | REFERENCED_UNKNOWN | Indian
IS 1725:2023 | STABILIZED SOIL BLOCKS USED IN GENERAL BUILDING CONSTRUCTION SPECIFICATION | CED | IS 269:2013 | Ordinary Portland Cement, 33 Grade | REFERENCED_UNKNOWN | Indian
IS 1725:2023 | STABILIZED SOIL BLOCKS USED IN GENERAL BUILDING CONSTRUCTION SPECIFICATION | CED | IS 1498:1970 | Classification and identification of soils for general engineering purposes (First Revision) | REFERENCED_UNKNOWN | Indian
IS 1725:2023 | STABILIZED SOIL BLOCKS USED IN GENERAL BUILDING CONSTRUCTION SPECIFICATION | CED | IS 1905:1987 | Structural use of unreinforced masonry - Code of practice (Third Revision) | INSTALLATION_CODE | Indian
IS 1725:2023 | STABILIZED SOIL BLOCKS USED IN GENERAL BUILDING CONSTRUCTION SPECIFICATION | CED | IS 2248:2025 | Clay Products for Buildings - Glossary of Terms | TERMINOLOGY | Indian
IS 1725:2023 | STABILIZED SOIL BLOCKS USED IN GENERAL BUILDING CONSTRUCTION SPECIFICATION | CED | IS 2720 (Part 26):1987 | Method of test for soils: Part 26 determination of pH value (Second Revision) | TEST_METHOD | Indian
IS 1725:2023 | STABILIZED SOIL BLOCKS USED IN GENERAL BUILDING CONSTRUCTION SPECIFICATION | CED | IS 2720 (Part 4):1985 | Methods of test for soils: Part 4 grain size analysis (Second Revision) | TEST_METHOD | Indian
IS 1725:2023 | STABILIZED SOIL BLOCKS USED IN GENERAL BUILDING CONSTRUCTION SPECIFICATION | CED | IS 2720 (Part 5):1985 | Methods of test for soils: Part 5 determination of liquid and plastic limit (Second Revision) | TEST_METHOD | Indian
IS 1725:2023 | STABILIZED SOIL BLOCKS USED IN GENERAL BUILDING CONSTRUCTION SPECIFICATION | CED | IS 383:2016 | Coarse and Fine Aggregate for Concrete - Specification (Third Revision) | COMPONENT_PRODUCT | Indian
IS 1725:2023 | STABILIZED SOIL BLOCKS USED IN GENERAL BUILDING CONSTRUCTION SPECIFICATION | CED | IS 5454:2024 | Burnt Clay Bricks and Burnt Clay Tiles - Methods of Sampling | REFERENCED_UNKNOWN | Indian
IS 1725:2023 | STABILIZED SOIL BLOCKS USED IN GENERAL BUILDING CONSTRUCTION SPECIFICATION | CED | IS 712:1984 | Specification for building limes (Third Revision) | COMPONENT_PRODUCT | Indian
IS 1725:2023 | STABILIZED SOIL BLOCKS USED IN GENERAL BUILDING CONSTRUCTION SPECIFICATION | CED | IS 3495 (Part 1):2019 | Burnt Clay Building Bricks — Methods of Tests Part 1 Determination of Compressive Strength ( Fourth Revision ) | TEST_METHOD | Indian
IS 1725:2023 | STABILIZED SOIL BLOCKS USED IN GENERAL BUILDING CONSTRUCTION SPECIFICATION | CED | IS 3495 (Part 2):2019 | Burnt Clay Building Bricks — Methods of Tests Part 2 Determination of Water Absorption ( Fourth Revision ) | TEST_METHOD | Indian
IS 1725:2023 | STABILIZED SOIL BLOCKS USED IN GENERAL BUILDING CONSTRUCTION SPECIFICATION | CED | IS 17165:2020 | Manufacture of Stabilized Soil Blocks - Guidelines | REFERENCED_UNKNOWN | Indian
IS 2690 (Part 2):2023 | BURNT CLAY FLAT TERRACING TILES - SPECIFICATION: PART 2 HAND MADE (Third Revision) | CED | IS 2248:2025 | Clay Products for Buildings - Glossary of Terms | TERMINOLOGY | Indian
IS 2690 (Part 2):2023 | BURNT CLAY FLAT TERRACING TILES - SPECIFICATION: PART 2 HAND MADE (Third Revision) | CED | IS 5454:2024 | Burnt Clay Bricks and Burnt Clay Tiles - Methods of Sampling | REFERENCED_UNKNOWN | Indian
IS 2690 (Part 2):2023 | BURNT CLAY FLAT TERRACING TILES - SPECIFICATION: PART 2 HAND MADE (Third Revision) | CED | IS 3495 (Part 2):2019 | Burnt Clay Building Bricks — Methods of Tests Part 2 Determination of Water Absorption ( Fourth Revision ) | TEST_METHOD | Indian
IS 2095 (Part 2):2022 | Gypsum plaster boards - specification: Part 2 Coated laminated gypsum plaster boards (Third Revision) | CED | IS 1288:1982 | Methods of test for mineral gypsum (Second Revision) | TEST_METHOD | Indian
IS 2095 (Part 2):2022 | Gypsum plaster boards - specification: Part 2 Coated laminated gypsum plaster boards (Third Revision) | CED | IS 2095 (Part 1):2023 | Gypsum Plaster Boards - Specification: Part 1 Plain Gypsum Plaster Boards (Fourth Revision) | COMPONENT_PRODUCT | Indian
IS 2095 (Part 2):2022 | Gypsum plaster boards - specification: Part 2 Coated laminated gypsum plaster boards (Third Revision) | CED | IS 2095 (Part 3):2022 | Gypsum Plaster Boards — Specification Part 3 Reinforced Gypsum Plaster Boards and Ceiling Tiles ( Fourth Revision ) | COMPONENT_PRODUCT | Indian
IS 2095 (Part 2):2022 | Gypsum plaster boards - specification: Part 2 Coated laminated gypsum plaster boards (Third Revision) | CED | IS 2469:2023 | Gypsum - Glossary of Terms (Second Revision) | TERMINOLOGY | Indian
IS 2095 (Part 2):2022 | Gypsum plaster boards - specification: Part 2 Coated laminated gypsum plaster boards (Third Revision) | CED | IS 2720 (Part 26):1987 | Method of test for soils: Part 26 determination of pH value (Second Revision) | TEST_METHOD | Indian
IS 2095 (Part 2):2022 | Gypsum plaster boards - specification: Part 2 Coated laminated gypsum plaster boards (Third Revision) | CED | IS 4905:2015 | Random sampling and randomization procedures (First Revision) | REFERENCED_UNKNOWN | Indian
IS 2095 (Part 2):2022 | Gypsum plaster boards - specification: Part 2 Coated laminated gypsum plaster boards (Third Revision) | CED | IS 8272:1984 | Specification for gypsum plaster for use in the manufacture of fibrous plaster boards (First Revision) | COMPONENT_PRODUCT | Indian
IS 2095 (Part 2):2022 | Gypsum plaster boards - specification: Part 2 Coated laminated gypsum plaster boards (Third Revision) | CED | IS/ISO 834 (Part 4):2000 | Fire-Resistance Tests Elements of Building Construction Part 4 Specific Requirements for Load Bearing Vertical Separating Elements | COMPONENT_PRODUCT | Indian
IS 7231:2021 | Plastic flushing cisterns for water closets and urinals - Specification (third revision) | CED | IS 11246:1992 | Glass fibre reinforced polyester resin (GRP) squatting pans - Specification (First Revision) | COMPONENT_PRODUCT | Indian
IS 7231:2021 | Plastic flushing cisterns for water closets and urinals - Specification (third revision) | CED | IS 12234:2021 | Plastic equilibrium float valves for cold water services - Specification (first revision) | COMPONENT_PRODUCT | Indian
IS 7231:2021 | Plastic flushing cisterns for water closets and urinals - Specification (third revision) | CED | IS 12235 (Part 1 to 19):2004 | Thermoplastics Pipes and Fittings - Methods of Test (First Revision) | TEST_METHOD | Indian
IS 7231:2021 | Plastic flushing cisterns for water closets and urinals - Specification (third revision) | CED | IS 13049:1991 | Diaphragm type (plastic body) float operated valves for cold water services - Specification | COMPONENT_PRODUCT | Indian
IS 7231:2021 | Plastic flushing cisterns for water closets and urinals - Specification (third revision) | CED | IS 2267 (Part 1):2024 | Polystyrene (ps) moulding and extrusion materials : Part 1 designation system and basis for specification (Third Revision) | COMPONENT_PRODUCT | Indian
IS 7231:2021 | Plastic flushing cisterns for water closets and urinals - Specification (third revision) | CED | IS 2556 (Part 8):2021 | Vitreous China sanitary appliances - Specification: Part 8 Specific requirements of close coupled and one-piece, pedestal washdown and syphonic water closets (sixth revision) | COMPONENT_PRODUCT | Indian
IS 7231:2021 | Plastic flushing cisterns for water closets and urinals - Specification (third revision) | CED | IS 4905:2015 | Random sampling and randomization procedures (First Revision) | REFERENCED_UNKNOWN | Indian
IS 7231:2021 | Plastic flushing cisterns for water closets and urinals - Specification (third revision) | CED | IS 4984:1995 | high density polyethylene pipes for potable water supplies | REFERENCED_UNKNOWN | Indian
IS 7231:2021 | Plastic flushing cisterns for water closets and urinals - Specification (third revision) | CED | IS 4985:2021 | Unplasticized PVC Pipes for Potable Water Supplies - Specification (Fourth Revision) | COMPONENT_PRODUCT | Indian
IS 7231:2021 | Plastic flushing cisterns for water closets and urinals - Specification (third revision) | CED | IS 7328:2026 | POLYETHYLENE PE MATERIAL FOR MOULDING AND EXTRUSION SPECIFICATION Third Revision | INSTALLATION_CODE | Indian
IS 7231:2021 | Plastic flushing cisterns for water closets and urinals - Specification (third revision) | CED | IS 774:2021 | Ceramic (Vitreous China) flushing cisterns for water closets and urinals - Specification (sixth revision) | COMPONENT_PRODUCT | Indian
IS 7231:2021 | Plastic flushing cisterns for water closets and urinals - Specification (third revision) | CED | IS 9120:2025 | Planning, Layout and Design of Cavities in Underground Hydroelectric Power Stations - Guidelines (First Revision) | REFERENCED_UNKNOWN | Indian
IS 7231:2021 | Plastic flushing cisterns for water closets and urinals - Specification (third revision) | CED | IS 9762:1994 | Specification for polyethylene floats (Spherical) for float valves (first revision) | COMPONENT_PRODUCT | Indian
IS 15155:2020 | BARWIRE WRAPPED STEEL CYLINDER PIPES WITH MORTAR LINING AND COATING INCLUDING SPECIALS SPECIFICATION | CED | IS 2324 (Part 2):1985 | Bonded Abrasive Grinding Wheels - Part 2 : Dimensions | REFERENCED_UNKNOWN | Indian
IS 15155:2020 | BARWIRE WRAPPED STEEL CYLINDER PIPES WITH MORTAR LINING AND COATING INCLUDING SPECIALS SPECIFICATION | CED | IS 269:2013 | Ordinary Portland Cement, 33 Grade | REFERENCED_UNKNOWN | Indian
IS 15155:2020 | BARWIRE WRAPPED STEEL CYLINDER PIPES WITH MORTAR LINING AND COATING INCLUDING SPECIALS SPECIFICATION | CED | IS 12330:1988 | Specificatioon for Sulphate Resisting Portland Cement | REFERENCED_UNKNOWN | Indian
IS 15155:2020 | BARWIRE WRAPPED STEEL CYLINDER PIPES WITH MORTAR LINING AND COATING INCLUDING SPECIALS SPECIFICATION | CED | IS 1489 (Part 1):1991 | Specification for Portland pozzolana cement Part 1 Flyash based | COMPONENT_PRODUCT | Indian
IS 15155:2020 | BARWIRE WRAPPED STEEL CYLINDER PIPES WITH MORTAR LINING AND COATING INCLUDING SPECIALS SPECIFICATION | CED | IS 1489 (Part 2):1991 | Specification for Portland-pozzolana cement Part 2 calcined clay based | COMPONENT_PRODUCT | Indian
IS 15155:2020 | BARWIRE WRAPPED STEEL CYLINDER PIPES WITH MORTAR LINING AND COATING INCLUDING SPECIALS SPECIFICATION | CED | IS 1852:1985 | Specification for rolling and cutting tolerances for hot - Rolled steel products (Fourth Revision) | COMPONENT_PRODUCT | Indian
IS 15155:2020 | BARWIRE WRAPPED STEEL CYLINDER PIPES WITH MORTAR LINING AND COATING INCLUDING SPECIALS SPECIFICATION | CED | IS 2062 (Part 1):2025 | Structural Steel - Part 1 - Hot Rolled Medium and High tensile Steel | REFERENCED_UNKNOWN | Indian
IS 15155:2020 | BARWIRE WRAPPED STEEL CYLINDER PIPES WITH MORTAR LINING AND COATING INCLUDING SPECIALS SPECIFICATION | CED | IS 3597:1998 | Concrete pipes - Methods of test | TEST_METHOD | Indian
IS 15155:2020 | BARWIRE WRAPPED STEEL CYLINDER PIPES WITH MORTAR LINING AND COATING INCLUDING SPECIALS SPECIFICATION | CED | IS 3658:1999 | Code of practice for liquid penetrant flaw detection (Second Revision) | INSTALLATION_CODE | Indian
IS 15155:2020 | BARWIRE WRAPPED STEEL CYLINDER PIPES WITH MORTAR LINING AND COATING INCLUDING SPECIALS SPECIFICATION | CED | IS 383:2016 | Coarse and Fine Aggregate for Concrete - Specification (Third Revision) | COMPONENT_PRODUCT | Indian
IS 15155:2020 | BARWIRE WRAPPED STEEL CYLINDER PIPES WITH MORTAR LINING AND COATING INCLUDING SPECIALS SPECIFICATION | CED | IS 432 (Part 1):2026 | Specification for Mild Steel And Medium Tensile Steel Bars and Hard-Drawn Steel Wire for Concrete Reinforcement Part 1 Mild Steel and Medium Tensile Steel Bars Fourth Revision | COMPONENT_PRODUCT | Indian
IS 15155:2020 | BARWIRE WRAPPED STEEL CYLINDER PIPES WITH MORTAR LINING AND COATING INCLUDING SPECIALS SPECIFICATION | CED | IS 432 (Part 2):1982 | Specification for Mild Steel and Medium Tensile Steel Bars and Hard-Drawn Steel Wire for Concrete Reinforcement: Part 2 Hard-Drawn Steel Wire (Third Revision) | COMPONENT_PRODUCT | Indian
IS 15155:2020 | BARWIRE WRAPPED STEEL CYLINDER PIPES WITH MORTAR LINING AND COATING INCLUDING SPECIALS SPECIFICATION | CED | IS 455:1989 | Portland Slag Cement - Specification | COMPONENT_PRODUCT | Indian
IS 15155:2020 | BARWIRE WRAPPED STEEL CYLINDER PIPES WITH MORTAR LINING AND COATING INCLUDING SPECIALS SPECIFICATION | CED | IS 456:2000 | Plain and reinforced concrete - Code of practice (Fourth Revision) | INSTALLATION_CODE | Indian
IS 15155:2020 | BARWIRE WRAPPED STEEL CYLINDER PIPES WITH MORTAR LINING AND COATING INCLUDING SPECIALS SPECIFICATION | CED | IS 5382:2025 | RUBBER SEALS JOINT RINGS FOR WATER SUPPLY DRAINAGE AND SEWERAGE PIPELINES SPECIFICATION FOR MATERIALS ( Third Revision ) | COMPONENT_PRODUCT | Indian
IS 15155:2020 | BARWIRE WRAPPED STEEL CYLINDER PIPES WITH MORTAR LINING AND COATING INCLUDING SPECIALS SPECIFICATION | CED | IS 5822:1994 | Code of practice for laying of electrically welded steel pipes for water supply (Second Revision) | INSTALLATION_CODE | Indian
IS 15155:2020 | BARWIRE WRAPPED STEEL CYLINDER PIPES WITH MORTAR LINING AND COATING INCLUDING SPECIALS SPECIFICATION | CED | IS 6909:2026 | Supersulphated Cement - Specification (Second Revision of IS 6909) | COMPONENT_PRODUCT | Indian
IS 15155:2020 | BARWIRE WRAPPED STEEL CYLINDER PIPES WITH MORTAR LINING AND COATING INCLUDING SPECIALS SPECIFICATION | CED | IS 7322:1985 | specials for steel cylinder reinforced concrete pipes | INSTALLATION_CODE | Indian
IS 15155:2020 | BARWIRE WRAPPED STEEL CYLINDER PIPES WITH MORTAR LINING AND COATING INCLUDING SPECIALS SPECIFICATION | CED | IS 783:1985 | Code of Practice for Laying of Concrete Pipes | INSTALLATION_CODE | Indian
IS 15155:2020 | BARWIRE WRAPPED STEEL CYLINDER PIPES WITH MORTAR LINING AND COATING INCLUDING SPECIALS SPECIFICATION | CED | IS 8041:2026 | Rapid Hardening Portland Cement Specification Third Revision of IS 8041 | COMPONENT_PRODUCT | Indian
IS 15155:2020 | BARWIRE WRAPPED STEEL CYLINDER PIPES WITH MORTAR LINING AND COATING INCLUDING SPECIALS SPECIFICATION | CED | IS 9103:1999 | Concrete Admixtures -Specification (First Revision) | COMPONENT_PRODUCT | Indian
IS 11504:2020 | Criteria for Structural Design of Reinforced Concrete Natural Draught Cooling Towers ( First Revision ) | CED | IS 1566:1982 | Specification for Hard - Drawn Steel Wire Fabric for Concrete Reinforcement (Second Revision) | COMPONENT_PRODUCT | Indian
IS 11504:2020 | Criteria for Structural Design of Reinforced Concrete Natural Draught Cooling Towers ( First Revision ) | CED | IS 1786:2008 | High Strength Deformed Steel Bars and Wires for Concrete Reinforcement - Specification (Fourth Revision) | COMPONENT_PRODUCT | Indian
IS 11504:2020 | Criteria for Structural Design of Reinforced Concrete Natural Draught Cooling Towers ( First Revision ) | CED | IS 1893 (Part 2):2014 | Criteria for Earthquake Resistant Design of Structures Part 2 Liquid Retaining Tanks | REFERENCED_UNKNOWN | Indian
IS 11504:2020 | Criteria for Structural Design of Reinforced Concrete Natural Draught Cooling Towers ( First Revision ) | CED | IS 1893 (Part 1):2025 | Design Earthquake Hazard and Criteria for Earthquake-Resistant Design of Structures Part 1 General Provisions ( Seventh Revision ) | REFERENCED_UNKNOWN | Indian
IS 11504:2020 | Criteria for Structural Design of Reinforced Concrete Natural Draught Cooling Towers ( First Revision ) | CED | IS 1893 (Part 4):2024 | Criteria For Earthquake Resistant Design of Structures Part 4 Industrial Structures Including Stack- Like Structures (Second Revision) | REFERENCED_UNKNOWN | Indian
IS 11504:2020 | Criteria for Structural Design of Reinforced Concrete Natural Draught Cooling Towers ( First Revision ) | CED | IS 2210:2023 | Criteria for Design of Reinforced Concrete Shell Structures and Folded Plates | REFERENCED_UNKNOWN | Indian
IS 11504:2020 | Criteria for Structural Design of Reinforced Concrete Natural Draught Cooling Towers ( First Revision ) | CED | IS 2309:1989 | Code of practice for the protection of buildings and allied structures against lightning | INSTALLATION_CODE | Indian
IS 11504:2020 | Criteria for Structural Design of Reinforced Concrete Natural Draught Cooling Towers ( First Revision ) | CED | IS 2911 (Part 1/Sec 1):2010 | Design and construction of pile foundations - Code of practice: Part 1 concrete piles: Sec 1 driven cast in-situ concrete piles (Second Revision) | INSTALLATION_CODE | Indian
IS 11504:2020 | Criteria for Structural Design of Reinforced Concrete Natural Draught Cooling Towers ( First Revision ) | CED | IS 2911 (Part 1/Sec 2):2010 | Design and construction of pile foundations - Code of practice: Part 1 concrete piles: Sec 2 bored cast in-situ concrete piles (Second Revision) | INSTALLATION_CODE | Indian
IS 11504:2020 | Criteria for Structural Design of Reinforced Concrete Natural Draught Cooling Towers ( First Revision ) | CED | IS 2911 (Part 1/Sec 3):2010 | Design and Construction of Pile Foundations — Code Of Practice Part 1 Concrete Piles: Section 3 Driven Precast Concrete Piles (Second Revision) | INSTALLATION_CODE | Indian
IS 11504:2020 | Criteria for Structural Design of Reinforced Concrete Natural Draught Cooling Towers ( First Revision ) | CED | IS 3370 (Part 1):2021 | Concrete Structures for Retaining Aqueous Liquids - Code of Practice : Part 1 General Requirements (Second Revision) | INSTALLATION_CODE | Indian
IS 11504:2020 | Criteria for Structural Design of Reinforced Concrete Natural Draught Cooling Towers ( First Revision ) | CED | IS 3370 (Part 2):2021 | Concrete Structures for Retaining Aqueous Liquids - Code of Practice : Part 2 Plain and Reinforced Concrete (Second Revision) | INSTALLATION_CODE | Indian
IS 11504:2020 | Criteria for Structural Design of Reinforced Concrete Natural Draught Cooling Towers ( First Revision ) | CED | IS 3370 (Part 3):2021 | Concrete Structures for Retaining Aqueous Liquids - Code of Practice : Part 3 Prestressed Concrete (First Revision) | INSTALLATION_CODE | Indian
IS 11504:2020 | Criteria for Structural Design of Reinforced Concrete Natural Draught Cooling Towers ( First Revision ) | CED | IS 432 (Part 1):2026 | Specification for Mild Steel And Medium Tensile Steel Bars and Hard-Drawn Steel Wire for Concrete Reinforcement Part 1 Mild Steel and Medium Tensile Steel Bars Fourth Revision | COMPONENT_PRODUCT | Indian
IS 11504:2020 | Criteria for Structural Design of Reinforced Concrete Natural Draught Cooling Towers ( First Revision ) | CED | IS 432 (Part 2):1982 | Specification for Mild Steel and Medium Tensile Steel Bars and Hard-Drawn Steel Wire for Concrete Reinforcement: Part 2 Hard-Drawn Steel Wire (Third Revision) | COMPONENT_PRODUCT | Indian
IS 11504:2020 | Criteria for Structural Design of Reinforced Concrete Natural Draught Cooling Towers ( First Revision ) | CED | IS 456:2000 | Plain and reinforced concrete - Code of practice (Fourth Revision) | INSTALLATION_CODE | Indian
IS 11504:2020 | Criteria for Structural Design of Reinforced Concrete Natural Draught Cooling Towers ( First Revision ) | CED | IS 800:2007 | General construction in steel - Code of practice (Third Revision) | INSTALLATION_CODE | Indian
IS 11504:2020 | Criteria for Structural Design of Reinforced Concrete Natural Draught Cooling Towers ( First Revision ) | CED | IS 875 (Part 1):2026 | Design Loads Other than Earthquake for Buildings and Structures Code of Practice Part 1 Dead Loads Unit Weights of Building Construction and Stored Materials | INSTALLATION_CODE | Indian
IS 11504:2020 | Criteria for Structural Design of Reinforced Concrete Natural Draught Cooling Towers ( First Revision ) | CED | IS 875 (Part 2):1987 | Code of practice for design loads (Other Than Earthquake) for buildings and structures: Part 2 imposed loads (Second Revision) | INSTALLATION_CODE | Indian
IS 11504:2020 | Criteria for Structural Design of Reinforced Concrete Natural Draught Cooling Towers ( First Revision ) | CED | IS 875 (Part 3):2015 | Design Loads (Other than Earthquake) for Buildings and Structures - Code of Practice Part 3 Wind Loads ( Third Revision ) | INSTALLATION_CODE | Indian
IS 11504:2020 | Criteria for Structural Design of Reinforced Concrete Natural Draught Cooling Towers ( First Revision ) | CED | IS 875 (Part 4):2021 | Design Loads (other than Earthquake) for Buildings and Structures - Code of Practice: Part 4 Snow Loads (Third Revision) | INSTALLATION_CODE | Indian
IS 11504:2020 | Criteria for Structural Design of Reinforced Concrete Natural Draught Cooling Towers ( First Revision ) | CED | IS 875 (Part 5):1987 | Design loads (Other Than Earthquake) for buildings and structures - Cod of practice for : Part 5 special loads and load combinations (Second Revision) | REFERENCED_UNKNOWN | Indian
IS 11504:2020 | Criteria for Structural Design of Reinforced Concrete Natural Draught Cooling Towers ( First Revision ) | CED | IS 16651:2017 | High Strength Deformed Stainless Steel Bars and Wires for Concrete Reinforcement - Specification | COMPONENT_PRODUCT | Indian
IS 11504:2020 | Criteria for Structural Design of Reinforced Concrete Natural Draught Cooling Towers ( First Revision ) | CED | 0 0 |  | REFERENCED_UNKNOWN | International
IS 2691:2017 | Burnt Clay Facing Bricks - Specification (Third Revision) | CED | IS 2248:2025 | Clay Products for Buildings - Glossary of Terms | TERMINOLOGY | Indian
IS 2691:2017 | Burnt Clay Facing Bricks - Specification (Third Revision) | CED | IS 5454:2024 | Burnt Clay Bricks and Burnt Clay Tiles - Methods of Sampling | REFERENCED_UNKNOWN | Indian
IS 2691:2017 | Burnt Clay Facing Bricks - Specification (Third Revision) | CED | IS 3495 (Part 1 to 4):1992 | Methods of tests of burnt clay building bricks: Part 1 : Determination of compressive strength; Part 2 : Determination of water absorption; Part 3 : Determination of efflorescence; Part 4 Determination of warpage | TEST_METHOD | Indian
IS 14276:2016 | Cement bonded particle boards - Specification (First Revision) | CED | IS 8112:2013 | Ordinary Portland Cement, 43 Grade | REFERENCED_UNKNOWN | Indian
IS 14276:2016 | Cement bonded particle boards - Specification (First Revision) | CED | IS 260:2024 | Aluminium Sulphate, Non - Ferric - Specification (Third Revision) | COMPONENT_PRODUCT | Indian
IS 14276:2016 | Cement bonded particle boards - Specification (First Revision) | CED | IS 381:2024 | Sodium Silicate - Specification (Third Revision) | COMPONENT_PRODUCT | Indian
IS 14276:2016 | Cement bonded particle boards - Specification (First Revision) | CED | IS 4905:2015 | Random sampling and randomization procedures (First Revision) | REFERENCED_UNKNOWN | Indian
IS 14276:2016 | Cement bonded particle boards - Specification (First Revision) | CED | IS 707:2011 | Timber Technology and Utilization of Wood, Bamboo and Cane - Glossary of Terms (Third Revision) | TERMINOLOGY | Indian
IS 14276:2016 | Cement bonded particle boards - Specification (First Revision) | CED | IS 2380 (Part 1 to 21):1977 | Methods of Test for Wood Particle Boards and Boards from Other Lignocellulosic Materials | TEST_METHOD | Indian
IS 6006:2014 | Uncoated Stress Relieved Strand for Prestressed Concrete - Specification (Second Revision) | CED | IS 1387:1993 | General requirements for the supply of metallurgical materials (Second Revision) | COMPONENT_PRODUCT | Indian
IS 6006:2014 | Uncoated Stress Relieved Strand for Prestressed Concrete - Specification (Second Revision) | CED | IS 1608:2005 | Mechanical testing of metals - Tensile Testing | TEST_METHOD | Indian
IS 6006:2014 | Uncoated Stress Relieved Strand for Prestressed Concrete - Specification (Second Revision) | CED | IS 1956 (Part 1):1976 | Glossary of terms relating to iron and steel: Part 1 general metallurgy, heat treatment and testing (First Revision) | TERMINOLOGY | Indian
IS 6006:2014 | Uncoated Stress Relieved Strand for Prestressed Concrete - Specification (Second Revision) | CED | IS 1956 (Part 2):2018 | Glossary of terms relating to iron and steel: Part 2 steel making (Second Revision) | TERMINOLOGY | Indian
IS 6006:2014 | Uncoated Stress Relieved Strand for Prestressed Concrete - Specification (Second Revision) | CED | IS 1956 (Part 5):1976 | Glossary of terms relating to iron and steel: Part V bright steel bar and steel wire (First Revision) | TERMINOLOGY | Indian
IS 6006:2014 | Uncoated Stress Relieved Strand for Prestressed Concrete - Specification (Second Revision) | CED | IS 228 (Part 3):2024 | Methods for chemical analysis of steels Part 3 Determination of phosphorus by alkalimetric method (Fourth Revision) | TEST_METHOD | Indian
IS 6006:2014 | Uncoated Stress Relieved Strand for Prestressed Concrete - Specification (Second Revision) | CED | IS 228 (Part 9):1989 | Methods for chemical analysis of steels : Part 9 determination of sulphur by evolution method (For Sulphur 0.01 To 0.25 Percent) (Third Revision) | TEST_METHOD | Indian
IS 6006:2014 | Uncoated Stress Relieved Strand for Prestressed Concrete - Specification (Second Revision) | CED | IS 1956 (Part 3):2019 | Glossary of terms relating to iron and steel: Part 3 long products (Including Bars, Rods, Sections And Wires) (Second Revision) | TERMINOLOGY | Indian
IS 9338:2013 | Cast iron/S.G. Iron/Cast Steel screw-down stop valves for water works purposes - Specification (second revision) | CED | IS 638:2024 | SHEET RUBBER JOINTING AND RUBBER INSERTION JOINTING - SPECIFICATION (Third Revision) | COMPONENT_PRODUCT | Indian
IS 9338:2013 | Cast iron/S.G. Iron/Cast Steel screw-down stop valves for water works purposes - Specification (second revision) | CED | IS 1030:1998 | Carbon steel castings for general engineering purposes - Specification (Fifth Revision) | COMPONENT_PRODUCT | Indian
IS 9338:2013 | Cast iron/S.G. Iron/Cast Steel screw-down stop valves for water works purposes - Specification (second revision) | CED | IS 14643:1999 | Unsintered polytetrafluoroethylene (ptfe) tape for thread sealing applications - Specification | COMPONENT_PRODUCT | Indian
IS 9338:2013 | Cast iron/S.G. Iron/Cast Steel screw-down stop valves for water works purposes - Specification (second revision) | CED | IS 1538:1993 | Cast iron fittings for pressure pipes for water, gas and sewage - Specification (Third Revision) | COMPONENT_PRODUCT | Indian
IS 9338:2013 | Cast iron/S.G. Iron/Cast Steel screw-down stop valves for water works purposes - Specification (second revision) | CED | IS 1570 (Part 5):1985 | Schedules for wrought steels: Part 5 stainless and heat - Resisting steels (Secoind Revision) | REFERENCED_UNKNOWN | Indian
IS 9338:2013 | Cast iron/S.G. Iron/Cast Steel screw-down stop valves for water works purposes - Specification (second revision) | CED | IS 1865:1991 | Iron castings with spheroidal or nodular graphite - Specification (Third Revision) | COMPONENT_PRODUCT | Indian
IS 9338:2013 | Cast iron/S.G. Iron/Cast Steel screw-down stop valves for water works purposes - Specification (second revision) | CED | IS 210:2009 | Grey iron castings - Specification (Fifth Revision) | COMPONENT_PRODUCT | Indian
IS 9338:2013 | Cast iron/S.G. Iron/Cast Steel screw-down stop valves for water works purposes - Specification (second revision) | CED | IS 318:1981 | Specification for leaded tin bronze ingots and castings (Second Revision) | COMPONENT_PRODUCT | Indian
IS 9338:2013 | Cast iron/S.G. Iron/Cast Steel screw-down stop valves for water works purposes - Specification (second revision) | CED | IS 320:1980 | Specification for high tensile brass rods and sections (Other Than Forging Stock) (Second Revision) | COMPONENT_PRODUCT | Indian
IS 9338:2013 | Cast iron/S.G. Iron/Cast Steel screw-down stop valves for water works purposes - Specification (second revision) | CED | IS 341:2016 | Black japan, types a, b and c - Specification (Second Revision) | COMPONENT_PRODUCT | Indian
IS 9338:2013 | Cast iron/S.G. Iron/Cast Steel screw-down stop valves for water works purposes - Specification (second revision) | CED | IS 4854 (Part 1):2023 | GLOSSARY OF TERMS FOR VALVES AND THEIR PARTS PART 1 SCREW- DOWN STOP CHECK AND GATE VALVES AND THEIR PARTS ( First Revision ) | TERMINOLOGY | Indian
IS 9338:2013 | Cast iron/S.G. Iron/Cast Steel screw-down stop valves for water works purposes - Specification (second revision) | CED | IS 5414:2024 | GASKETS AND PACKINGS GLAND PACKING JUTE AND HEMP SPECIFICATION Second Revision | COMPONENT_PRODUCT | Indian
IS 9338:2013 | Cast iron/S.G. Iron/Cast Steel screw-down stop valves for water works purposes - Specification (second revision) | CED | IS 6603:2024 | Stainless Steel Semi-Finished Products, Bars, Wire Rods and Bright Bars — Specification (Second Revision) | COMPONENT_PRODUCT | Indian
IS 9338:2013 | Cast iron/S.G. Iron/Cast Steel screw-down stop valves for water works purposes - Specification (second revision) | CED | IS 7008 (Part 3):2023 | ISO METRIC TRAPEZOIDAL SCREW THREADS PART 3 BASIC DIMENSIONS (Second Revision of IS 7008(Part 3)) | REFERENCED_UNKNOWN | Indian
IS 9338:2013 | Cast iron/S.G. Iron/Cast Steel screw-down stop valves for water works purposes - Specification (second revision) | CED | IS 9862:2017 | Specification for ready mixed paint, brushing, bituminous, black, acid, alkali, water and chlorine resistlng (First Revision) | COMPONENT_PRODUCT | Indian
IS 9338:2013 | Cast iron/S.G. Iron/Cast Steel screw-down stop valves for water works purposes - Specification (second revision) | CED | IS 1367 (Part 1):2014 | Technical supply conditions for threaded steel fasteners: Part 1 general requirements for bolts, screws, studs and nuts (Fourth Revision) | COMPONENT_PRODUCT | Indian
IS 2871:2012 | Branch pipe, universal for fire fighting purpose - Specification (Second Revision) | CED | IS 291:1989 | Naval brass rods and sections for machining purposes - Specification (Third Revision) | COMPONENT_PRODUCT | Indian
IS 2871:2012 | Branch pipe, universal for fire fighting purpose - Specification (Second Revision) | CED | IS 3444:1999 | Corrosion resistant high alloy steel and nickel base castings for general applications - Specification (Third Revision) | COMPONENT_PRODUCT | Indian
IS 6003:2010 | Indented Wire For Prestressed Concrete - Specification (Second Revision) | CED | IS 228 (Part 1):2025 | Methods for Chemical Analysis of Steels Part 1 Determination of Carbon by Volumetric Method (For Carbon 0.05 to 2.50 Percent) (Fourth Revision) | TEST_METHOD | Indian
IS 6003:2010 | Indented Wire For Prestressed Concrete - Specification (Second Revision) | CED | IS 228 (Part 10):1989 | Methods for chemical analysis of steels: Part 10 determination of molybdenum by thiocyanate (Photometric) method in low and high alloy steels (For Molybdenum 0.01 To 1.50 Percent) (First Revision) | TEST_METHOD | Indian
IS 6003:2010 | Indented Wire For Prestressed Concrete - Specification (Second Revision) | CED | IS 228 (Part 11):1990 | Methods for chemical analysis of steels : Part 11 determination of total silicon by reduced molybdosilicate spectrophotometric method in carbon steels and low alloy steels (For Silicon 0.01 To 0.05 Percent) (Third Revision) | TEST_METHOD | Indian
IS 6003:2010 | Indented Wire For Prestressed Concrete - Specification (Second Revision) | CED | IS 228 (Part 12):2001 | Methods for chemical of steels analysis: Part 12 determination of manganese by periodate spectrophotometric method in plain carbon, low alloy and high alloy steels (For Manganese 0.01 To 5.0 Percent) (Fourth Revision) | TEST_METHOD | Indian
IS 6003:2010 | Indented Wire For Prestressed Concrete - Specification (Second Revision) | CED | IS 228 (Part 14):1988 | Methods for chemical analysis of steels: Part 14 determination of carbon by thermal conductivity method (For Carbon 0.005 To 2.000 Percent | TEST_METHOD | Indian
IS 6003:2010 | Indented Wire For Prestressed Concrete - Specification (Second Revision) | CED | IS 228 (Part 15):1992 | Methods for chemical analysis of steels: Part 15 determination of copper by thiosulphate iodide method (For Copper 0.05 To 5 Percent) (Second Revision) | TEST_METHOD | Indian
IS 6003:2010 | Indented Wire For Prestressed Concrete - Specification (Second Revision) | CED | IS 228 (Part 16):1992 | Methods for chemical analysis of steels: Part 16 determination of tungsten by spectrophotometric method (For Tungsten 0.1 To 2 Percent) (Second Revision) | TEST_METHOD | Indian
IS 6003:2010 | Indented Wire For Prestressed Concrete - Specification (Second Revision) | CED | IS 228 (Part 17):1998 | Methods for chemical analysis of steels: Part 17 determination of nitrogen by thermal conductivity method (For Nitrogen Up To 0.04 Percent) (Second Revision) | TEST_METHOD | Indian
IS 6003:2010 | Indented Wire For Prestressed Concrete - Specification (Second Revision) | CED | IS 228 (Part 18):2025 | Methods for Chemical Analysis of Steels Part 18 Determination of Oxygen by Instrumental Method (For Oxygen 0.001 to 0.100 0 percent) (Third Revision) | TEST_METHOD | Indian
IS 6003:2010 | Indented Wire For Prestressed Concrete - Specification (Second Revision) | CED | IS 228 (Part 19):1998 | Methods of chemical analysis of steels: Part 19 determination of nitrogen by steam distillation method (For Nitrogen 0.002 To 0.50 Percent) (Second Revision) | TEST_METHOD | Indian
IS 6003:2010 | Indented Wire For Prestressed Concrete - Specification (Second Revision) | CED | IS 228 (Part 2):2024 | Methods for chemical analysis of steels Part 2 Determination of manganese in plain-carbon and low alloy steels by arsenite method (Fourth Revision) | TEST_METHOD | Indian
IS 6003:2010 | Indented Wire For Prestressed Concrete - Specification (Second Revision) | CED | IS 228 (Part 20):2021 | Methods for Chemical Analysis of Steels - Part 20 : Determination of Carbon and Sulphur by Infra Red Absorption Method (for Carbon 0.005 to 2 Percent and Sulphur 0.001 to 0.35 Percent) | TEST_METHOD | Indian
IS 6003:2010 | Indented Wire For Prestressed Concrete - Specification (Second Revision) | CED | IS 228 (Part 21):2003 | Methods for chemical analysis of steels: Part 21 determination of copper by spectrophotometric method (For Copper 0.02 To 0.50 Percent) (Second Revision) | TEST_METHOD | Indian
IS 6003:2010 | Indented Wire For Prestressed Concrete - Specification (Second Revision) | CED | IS 228 (Part 22):2003 | Methods of chemical analysis of steels: Part 22 determination of total hydrogen in steel by thermal conductivity method (Hydrogen 0.1 Ppm To 50 Ppm) | TEST_METHOD | Indian
IS 6003:2010 | Indented Wire For Prestressed Concrete - Specification (Second Revision) | CED | IS 228 (Part 23):2003 | Methods of chemical analysis of steels: Part 23 determination of total nitrogen in steel by optical emission spectrometer (Nitrogen 0.002 To 1.0 Percent) | TEST_METHOD | Indian
IS 6003:2010 | Indented Wire For Prestressed Concrete - Specification (Second Revision) | CED | IS 228 (Part 24):2003 | Methods of chemical analysis of steels: Part 24 determination of nitrogen in steel by inert gas fusion - Thermal conductivity method (Nitrogen 0.001 To 0.2 Percent) | TEST_METHOD | Indian
IS 6003:2010 | Indented Wire For Prestressed Concrete - Specification (Second Revision) | CED | IS 228 (Part 3):2024 | Methods for chemical analysis of steels Part 3 Determination of phosphorus by alkalimetric method (Fourth Revision) | TEST_METHOD | Indian
IS 6003:2010 | Indented Wire For Prestressed Concrete - Specification (Second Revision) | CED | IS 228 (Part 4):2025 | Method for Chemical Analysis of Steels Part 4 Determination of Total Carbon by Gravimetric Method (for carbon ? 0.1 Percent) (Fourth Revision) | TEST_METHOD | Indian
IS 6003:2010 | Indented Wire For Prestressed Concrete - Specification (Second Revision) | CED | IS 228 (Part 5):1987 | Methods for chemical analysis of steels: Part 5 determination of nickel by dimethylglyoxime (Gravimetric) method (For Nickel)O - l percent) (Third Revision) | TEST_METHOD | Indian
IS 6003:2010 | Indented Wire For Prestressed Concrete - Specification (Second Revision) | CED | IS 228 (Part 6):2024 | Methods for Chemical Analysis of Steels Part 6 Determination of Chromium by Persulphate Oxidation Method (for Chromium ? 0.1 percent ) (Fourth Revision) | TEST_METHOD | Indian
IS 6003:2010 | Indented Wire For Prestressed Concrete - Specification (Second Revision) | CED | IS 228 (Part 7):2025 | Methods for chemical analysis of steels Part 7 Determination of molybdenum by alpha-benzoinoxime method in alloy steels (for molybdenum > 1 percent and not containing tungsten) (Fourth Revision) | TEST_METHOD | Indian
IS 6003:2010 | Indented Wire For Prestressed Concrete - Specification (Second Revision) | CED | IS 228 (Part 8):1989 | Methods for chemicalanalysisofsteels: Part 8 determination of silicon by the gravimetric method (For Silicon 0.05 To 5.00 Percent) (Third Revision) | TEST_METHOD | Indian
IS 6003:2010 | Indented Wire For Prestressed Concrete - Specification (Second Revision) | CED | IS 228 (Part 9):1989 | Methods for chemical analysis of steels : Part 9 determination of sulphur by evolution method (For Sulphur 0.01 To 0.25 Percent) (Third Revision) | TEST_METHOD | Indian
IS 6003:2010 | Indented Wire For Prestressed Concrete - Specification (Second Revision) | CED | IS 228 (Part 13):1982 | Methods for chemical analysis of steels: Part 13 determination of arsenic | TEST_METHOD | Indian
IS 2556 (Part 4):2004 | Vitreous sanitary appliances (Vitreous China) - specification: Part 4 Specific requirements of wash basins (fourth revision) | CED | IS 1745:2018 | Petroleum hydrocarbon solvents - Specification (Third Revision) | COMPONENT_PRODUCT | Indian
IS 2556 (Part 4):2004 | Vitreous sanitary appliances (Vitreous China) - specification: Part 4 Specific requirements of wash basins (fourth revision) | CED | IS 2556 (Part 1):2021 | Vitreous China sanitary appliances - Specification: Part 1 General requirements (fourth revision) | COMPONENT_PRODUCT | Indian
IS 2556 (Part 4):2004 | Vitreous sanitary appliances (Vitreous China) - specification: Part 4 Specific requirements of wash basins (fourth revision) | CED | IS 2963:2013 | Copper Alloy Waste Fittings and Waste Plug for Wash Basin and Sinks - Specification (second revision) (amalgamating IS 3311) | COMPONENT_PRODUCT | Indian
IS 2556 (Part 4):2004 | Vitreous sanitary appliances (Vitreous China) - specification: Part 4 Specific requirements of wash basins (fourth revision) | CED | IS 8931:2021 | Copper alloy single taps, combination tap assemblies, stop valves and single lever mixers for water services — Specification (second revision) | COMPONENT_PRODUCT | Indian
IS 2556 (Part 4):2004 | Vitreous sanitary appliances (Vitreous China) - specification: Part 4 Specific requirements of wash basins (fourth revision) | CED | IS 9140:1996 | Methods for sampling of vitreous and fire clay sanitary appliances (Second Revision) | REFERENCED_UNKNOWN | Indian
IS 2556 (Part 4):2004 | Vitreous sanitary appliances (Vitreous China) - specification: Part 4 Specific requirements of wash basins (fourth revision) | CED | IS 775:1970 | Cast Iron Brackets And Supports For Wash Basins And Sinks | REFERENCED_UNKNOWN | Indian
IS 2556 (Part 9):2004 | Vitreous sanitary appliances (Vitreous China) - Specification: Part 9 specific requirements of pedestal type bidets (Fifth Revision) | CED | IS 2556 (Part 1):2021 | Vitreous China sanitary appliances - Specification: Part 1 General requirements (fourth revision) | COMPONENT_PRODUCT | Indian
IS 2556 (Part 9):2004 | Vitreous sanitary appliances (Vitreous China) - Specification: Part 9 specific requirements of pedestal type bidets (Fifth Revision) | CED | IS 9140:1996 | Methods for sampling of vitreous and fire clay sanitary appliances (Second Revision) | REFERENCED_UNKNOWN | Indian
IS 1592:2003 | Asbestos cement pressure pipes and joints - Specification (Fourth Revision) | CED | IS 12269:2013 | Ordinary Portland cement, 53 grade | REFERENCED_UNKNOWN | Indian
IS 1592:2003 | Asbestos cement pressure pipes and joints - Specification (Fourth Revision) | CED | IS 269:2013 | Ordinary Portland Cement, 33 Grade | REFERENCED_UNKNOWN | Indian
IS 1592:2003 | Asbestos cement pressure pipes and joints - Specification (Fourth Revision) | CED | IS 8112:2013 | Ordinary Portland Cement, 43 Grade | REFERENCED_UNKNOWN | Indian
IS 1592:2003 | Asbestos cement pressure pipes and joints - Specification (Fourth Revision) | CED | IS 11769 (Part 1):1987 | Guidelines for safe use of products containing asbestos: Part 1 asbestos cement products | REFERENCED_UNKNOWN | Indian
IS 1592:2003 | Asbestos cement pressure pipes and joints - Specification (Fourth Revision) | CED | IS 12081 (Part 2):1987 | Recommendations for pictorial warning signs and precautionary notices for asbestos and products containing asbestos: Part 2 asbestos and its products | REFERENCED_UNKNOWN | Indian
IS 1592:2003 | Asbestos cement pressure pipes and joints - Specification (Fourth Revision) | CED | IS 12330:1988 | Specificatioon for Sulphate Resisting Portland Cement | REFERENCED_UNKNOWN | Indian
IS 1592:2003 | Asbestos cement pressure pipes and joints - Specification (Fourth Revision) | CED | IS 1344:1981 | Specification for Calcined Clay Pozzolana (Second Revision) | COMPONENT_PRODUCT | Indian
IS 1592:2003 | Asbestos cement pressure pipes and joints - Specification (Fourth Revision) | CED | IS 1489 (Part 1):1991 | Specification for Portland pozzolana cement Part 1 Flyash based | COMPONENT_PRODUCT | Indian
IS 1592:2003 | Asbestos cement pressure pipes and joints - Specification (Fourth Revision) | CED | IS 1489 (Part 2):1991 | Specification for Portland-pozzolana cement Part 2 calcined clay based | COMPONENT_PRODUCT | Indian
IS 1592:2003 | Asbestos cement pressure pipes and joints - Specification (Fourth Revision) | CED | IS 3812:1981 | Fly Ash For Use As Pozzolana And Admixture | REFERENCED_UNKNOWN | Indian
IS 1592:2003 | Asbestos cement pressure pipes and joints - Specification (Fourth Revision) | CED | IS 3913:2014 | Hydrometry - Functional requirements and characteristics of suspended - Sediment samplers (Second Revision) | COMPONENT_PRODUCT | Indian
IS 1592:2003 | Asbestos cement pressure pipes and joints - Specification (Fourth Revision) | CED | IS 455:1989 | Portland Slag Cement - Specification | COMPONENT_PRODUCT | Indian
IS 1592:2003 | Asbestos cement pressure pipes and joints - Specification (Fourth Revision) | CED | IS 5382:2025 | RUBBER SEALS JOINT RINGS FOR WATER SUPPLY DRAINAGE AND SEWERAGE PIPELINES SPECIFICATION FOR MATERIALS ( Third Revision ) | COMPONENT_PRODUCT | Indian
IS 1592:2003 | Asbestos cement pressure pipes and joints - Specification (Fourth Revision) | CED | IS 6530:1972 | Code of practice for laying of asbestos cement pressure pipes | INSTALLATION_CODE | Indian
IS 1592:2003 | Asbestos cement pressure pipes and joints - Specification (Fourth Revision) | CED | IS 7639:1975 | Methods of sampling of asbestos cement products | REFERENCED_UNKNOWN | Indian
IS 1592:2003 | Asbestos cement pressure pipes and joints - Specification (Fourth Revision) | CED | IS 8041:2026 | Rapid Hardening Portland Cement Specification Third Revision of IS 8041 | COMPONENT_PRODUCT | Indian
IS 1626 (Part 2):1994 | Asbestos cement building pipes and pipe fittings, gutters and gutter fittings and roofing fittings: Part 2 gutter and gutter fittings) (Second Revision) | CED | IS 12269:2013 | Ordinary Portland cement, 53 grade | REFERENCED_UNKNOWN | Indian
IS 1626 (Part 2):1994 | Asbestos cement building pipes and pipe fittings, gutters and gutter fittings and roofing fittings: Part 2 gutter and gutter fittings) (Second Revision) | CED | IS 269:2013 | Ordinary Portland Cement, 33 Grade | REFERENCED_UNKNOWN | Indian
IS 1626 (Part 2):1994 | Asbestos cement building pipes and pipe fittings, gutters and gutter fittings and roofing fittings: Part 2 gutter and gutter fittings) (Second Revision) | CED | IS 8112:2013 | Ordinary Portland Cement, 43 Grade | REFERENCED_UNKNOWN | Indian
IS 1626 (Part 2):1994 | Asbestos cement building pipes and pipe fittings, gutters and gutter fittings and roofing fittings: Part 2 gutter and gutter fittings) (Second Revision) | CED | IS 11769 (Part 1):1987 | Guidelines for safe use of products containing asbestos: Part 1 asbestos cement products | REFERENCED_UNKNOWN | Indian
IS 1626 (Part 2):1994 | Asbestos cement building pipes and pipe fittings, gutters and gutter fittings and roofing fittings: Part 2 gutter and gutter fittings) (Second Revision) | CED | IS 12081 (Part 2):1987 | Recommendations for pictorial warning signs and precautionary notices for asbestos and products containing asbestos: Part 2 asbestos and its products | REFERENCED_UNKNOWN | Indian
IS 1626 (Part 2):1994 | Asbestos cement building pipes and pipe fittings, gutters and gutter fittings and roofing fittings: Part 2 gutter and gutter fittings) (Second Revision) | CED | IS 1489 (Part 1):1991 | Specification for Portland pozzolana cement Part 1 Flyash based | COMPONENT_PRODUCT | Indian
IS 1626 (Part 2):1994 | Asbestos cement building pipes and pipe fittings, gutters and gutter fittings and roofing fittings: Part 2 gutter and gutter fittings) (Second Revision) | CED | IS 1489 (Part 2):1991 | Specification for Portland-pozzolana cement Part 2 calcined clay based | COMPONENT_PRODUCT | Indian
IS 1626 (Part 2):1994 | Asbestos cement building pipes and pipe fittings, gutters and gutter fittings and roofing fittings: Part 2 gutter and gutter fittings) (Second Revision) | CED | IS 455:1989 | Portland Slag Cement - Specification | COMPONENT_PRODUCT | Indian
IS 1626 (Part 2):1994 | Asbestos cement building pipes and pipe fittings, gutters and gutter fittings and roofing fittings: Part 2 gutter and gutter fittings) (Second Revision) | CED | IS 5913:2003 | Asbestos Cement Products - Methods of Test | TEST_METHOD | Indian
IS 1626 (Part 2):1994 | Asbestos cement building pipes and pipe fittings, gutters and gutter fittings and roofing fittings: Part 2 gutter and gutter fittings) (Second Revision) | CED | IS 7639:1975 | Methods of sampling of asbestos cement products | REFERENCED_UNKNOWN | Indian
IS 1626 (Part 2):1994 | Asbestos cement building pipes and pipe fittings, gutters and gutter fittings and roofing fittings: Part 2 gutter and gutter fittings) (Second Revision) | CED | IS 8041:2026 | Rapid Hardening Portland Cement Specification Third Revision of IS 8041 | COMPONENT_PRODUCT | Indian
IS 1626 (Part 3):1994 | Asbestos Cement Building types and Pipe Fittings, Gutters and Gutter Fittings and Roofing Fittings - Part 3 : Roofing Fittings | CED | IS 12269:2013 | Ordinary Portland cement, 53 grade | REFERENCED_UNKNOWN | Indian
IS 1626 (Part 3):1994 | Asbestos Cement Building types and Pipe Fittings, Gutters and Gutter Fittings and Roofing Fittings - Part 3 : Roofing Fittings | CED | IS 269:2013 | Ordinary Portland Cement, 33 Grade | REFERENCED_UNKNOWN | Indian
IS 1626 (Part 3):1994 | Asbestos Cement Building types and Pipe Fittings, Gutters and Gutter Fittings and Roofing Fittings - Part 3 : Roofing Fittings | CED | IS 8112:2013 | Ordinary Portland Cement, 43 Grade | REFERENCED_UNKNOWN | Indian
IS 1626 (Part 3):1994 | Asbestos Cement Building types and Pipe Fittings, Gutters and Gutter Fittings and Roofing Fittings - Part 3 : Roofing Fittings | CED | IS 11769 (Part 1):1987 | Guidelines for safe use of products containing asbestos: Part 1 asbestos cement products | REFERENCED_UNKNOWN | Indian
IS 1626 (Part 3):1994 | Asbestos Cement Building types and Pipe Fittings, Gutters and Gutter Fittings and Roofing Fittings - Part 3 : Roofing Fittings | CED | IS 12081 (Part 2):1987 | Recommendations for pictorial warning signs and precautionary notices for asbestos and products containing asbestos: Part 2 asbestos and its products | REFERENCED_UNKNOWN | Indian
IS 1626 (Part 3):1994 | Asbestos Cement Building types and Pipe Fittings, Gutters and Gutter Fittings and Roofing Fittings - Part 3 : Roofing Fittings | CED | IS 1489 (Part 1):1991 | Specification for Portland pozzolana cement Part 1 Flyash based | COMPONENT_PRODUCT | Indian
IS 1626 (Part 3):1994 | Asbestos Cement Building types and Pipe Fittings, Gutters and Gutter Fittings and Roofing Fittings - Part 3 : Roofing Fittings | CED | IS 1489 (Part 2):1991 | Specification for Portland-pozzolana cement Part 2 calcined clay based | COMPONENT_PRODUCT | Indian
IS 1626 (Part 3):1994 | Asbestos Cement Building types and Pipe Fittings, Gutters and Gutter Fittings and Roofing Fittings - Part 3 : Roofing Fittings | CED | IS 455:1989 | Portland Slag Cement - Specification | COMPONENT_PRODUCT | Indian
IS 1626 (Part 3):1994 | Asbestos Cement Building types and Pipe Fittings, Gutters and Gutter Fittings and Roofing Fittings - Part 3 : Roofing Fittings | CED | IS 459:1992 | Corrugated and semi - Corrugated asbestos cement sheets - Specification (Third Revision) | COMPONENT_PRODUCT | Indian
IS 1626 (Part 3):1994 | Asbestos Cement Building types and Pipe Fittings, Gutters and Gutter Fittings and Roofing Fittings - Part 3 : Roofing Fittings | CED | IS 5913:2003 | Asbestos Cement Products - Methods of Test | TEST_METHOD | Indian
IS 1626 (Part 3):1994 | Asbestos Cement Building types and Pipe Fittings, Gutters and Gutter Fittings and Roofing Fittings - Part 3 : Roofing Fittings | CED | IS 8041:2026 | Rapid Hardening Portland Cement Specification Third Revision of IS 8041 | COMPONENT_PRODUCT | Indian
IS 1322:1993 | Bitumen Felts for Water Proofing and Damp-proofing - Specification (Fourth Revision) | CED | IS 73:2013 | Paving bitumen - Specification (Fourth Revision) | COMPONENT_PRODUCT | Indian
IS 1322:1993 | Bitumen Felts for Water Proofing and Damp-proofing - Specification (Fourth Revision) | CED | IS 13826 (Part 1):1993 | Bitumen based felts - Method of test Part 1 Breaking strength test | TEST_METHOD | Indian
IS 1322:1993 | Bitumen Felts for Water Proofing and Damp-proofing - Specification (Fourth Revision) | CED | IS 13826 (Part 2):2022 | Bitumen based felts - Methods of test: Part 2 Pliability test (First Revision) | TEST_METHOD | Indian
IS 1322:1993 | Bitumen Felts for Water Proofing and Damp-proofing - Specification (Fourth Revision) | CED | IS 13826 (Part 3):1993 | Bitumen based felts - Methods of test Part 3 Storage sticking test | TEST_METHOD | Indian
IS 1322:1993 | Bitumen Felts for Water Proofing and Damp-proofing - Specification (Fourth Revision) | CED | IS 13826 (Part 4):1993 | Bitumen Based Felts - Methods of Test: Part 4 Pressure Head Test | TEST_METHOD | Indian
IS 1322:1993 | Bitumen Felts for Water Proofing and Damp-proofing - Specification (Fourth Revision) | CED | IS 13826 (Part 5):1994 | Bitumen based felts - Methods of test Part 5 Heat resistance test | TEST_METHOD | Indian
IS 1322:1993 | Bitumen Felts for Water Proofing and Damp-proofing - Specification (Fourth Revision) | CED | IS 13826 (Part 6):1993 | Bitumen based felts - Methods of test Part 6 Water absorption test | TEST_METHOD | Indian
IS 1322:1993 | Bitumen Felts for Water Proofing and Damp-proofing - Specification (Fourth Revision) | CED | IS 13826 (Part 7):1993 | Bitumen based felts - Methods of test Part 7 Determination of binder test | TEST_METHOD | Indian
IS 1322:1993 | Bitumen Felts for Water Proofing and Damp-proofing - Specification (Fourth Revision) | CED | IS 460 (Part 1):2020 | Test Sieves — Specification Part 1 Wire Cloth Test Sieves ( Fourth Revision ) | COMPONENT_PRODUCT | Indian
IS 1322:1993 | Bitumen Felts for Water Proofing and Damp-proofing - Specification (Fourth Revision) | CED | IS 702:2022 | Industrial bitumen - Specification (Third Revision) | COMPONENT_PRODUCT | Indian
IS 1322:1993 | Bitumen Felts for Water Proofing and Damp-proofing - Specification (Fourth Revision) | CED | IS 1203:2022 | Methods for testing tar and bituminous materials - Determination of penetration (Second Revision) | REFERENCED_UNKNOWN | Indian
IS 1322:1993 | Bitumen Felts for Water Proofing and Damp-proofing - Specification (Fourth Revision) | CED | IS 1205:2022 | Methods for testing tar and bituminous materials - Determination of softening point - Ring and ball apparatus (Second Revision) | REFERENCED_UNKNOWN | Indian
IS 1322:1993 | Bitumen Felts for Water Proofing and Damp-proofing - Specification (Fourth Revision) | CED | IS 2818 (Part 2):1971 | Indian Hessian - Part 2 : 305 and 229 g/m2 at 16 Percent Contract Regain | REFERENCED_UNKNOWN | Indian
IS 6198:1992 | Ledged, braced and battened timber door shutters - specification | CED | IS 1141:1993 | Seasoning of Timber - Code of practice (Second Revision) | INSTALLATION_CODE | Indian
IS 6198:1992 | Ledged, braced and battened timber door shutters - specification | CED | IS 401:2001 | Preservation of Timber - Code of Practice (Fourth Revision) | INSTALLATION_CODE | Indian
IS 6198:1992 | Ledged, braced and battened timber door shutters - specification | CED | IS 707:2011 | Timber Technology and Utilization of Wood, Bamboo and Cane - Glossary of Terms (Third Revision) | TERMINOLOGY | Indian
IS 190:1991 | Coniferous Sawn Timber (Baulks And Scantlings) - Specification (Fourth Revision) | CED | IS 1141:1993 | Seasoning of Timber - Code of practice (Second Revision) | INSTALLATION_CODE | Indian
IS 190:1991 | Coniferous Sawn Timber (Baulks And Scantlings) - Specification (Fourth Revision) | CED | IS 3364 (Part 2):1976 | Methods of measurement and evaluation of defects in timber: Part 2 Converted timber | REFERENCED_UNKNOWN | Indian
IS 190:1991 | Coniferous Sawn Timber (Baulks And Scantlings) - Specification (Fourth Revision) | CED | IS 401:2001 | Preservation of Timber - Code of Practice (Fourth Revision) | INSTALLATION_CODE | Indian
IS 190:1991 | Coniferous Sawn Timber (Baulks And Scantlings) - Specification (Fourth Revision) | CED | IS 707:2011 | Timber Technology and Utilization of Wood, Bamboo and Cane - Glossary of Terms (Third Revision) | TERMINOLOGY | Indian
IS 650:1991 | Standard sand for testing cement - Specification (Second Revision) | CED | IS 265:2021 | HYDROCHLORIC ACID SPECIFICATION Fifth Revision | COMPONENT_PRODUCT | Indian
IS 650:1991 | Standard sand for testing cement - Specification (Second Revision) | CED | IS 460 (Part 1):2020 | Test Sieves — Specification Part 1 Wire Cloth Test Sieves ( Fourth Revision ) | COMPONENT_PRODUCT | Indian
IS 10 (Part 1):1990 | Plywood Tea-Chests - Specification: Part 1 General (Fifth Revision) | CED | IS 10 (Part 3):1974 | Specification for Plywood Tea-Chests: Part 3 Battens (Fourth Revision) | COMPONENT_PRODUCT | Indian
IS 10 (Part 1):1990 | Plywood Tea-Chests - Specification: Part 1 General (Fifth Revision) | CED | IS 10 (Part 4):1989 | Plywood Tea-Chests - Specification: Part 4 Metal Fittings (Fifth Revision) | COMPONENT_PRODUCT | Indian
IS 10 (Part 1):1990 | Plywood Tea-Chests - Specification: Part 1 General (Fifth Revision) | CED | IS 10 (Part 5):1976 | Specification for Plywood Tea-Chests: Part 5 Assembly and Packing (Fourth Revision) | COMPONENT_PRODUCT | Indian
IS 10 (Part 1):1990 | Plywood Tea-Chests - Specification: Part 1 General (Fifth Revision) | CED | IS 1060 (Part 2):1960 | Methods of sampling and test for paper and allied products: Part 2 | TEST_METHOD | Indian
IS 10 (Part 1):1990 | Plywood Tea-Chests - Specification: Part 1 General (Fifth Revision) | CED | IS 1060 (Part 3):1969 | Methods of sampling and test for paper and allied products: Part 3 | TEST_METHOD | Indian
IS 10 (Part 1):1990 | Plywood Tea-Chests - Specification: Part 1 General (Fifth Revision) | CED | IS 4006 (Part 2):2024 | Paper and Pulp Based Packaging Materials - Methods of Test Part 2 Odour, Ply Separation, Puncture, and Reducible Sulphur ( Second Revision ) | TEST_METHOD | Indian
IS 10 (Part 1):1990 | Plywood Tea-Chests - Specification: Part 1 General (Fifth Revision) | CED | IS 5012:2024 | Cellulose Film - Specification ( Second Revision ) | COMPONENT_PRODUCT | Indian
IS 10 (Part 1):1990 | Plywood Tea-Chests - Specification: Part 1 General (Fifth Revision) | CED | IS 7028 (Part 4):1987 | Performance tests for complete, filled transport packages part4 vertical impact drop (First Revision) | REFERENCED_UNKNOWN | Indian
IS 10 (Part 1):1990 | Plywood Tea-Chests - Specification: Part 1 General (Fifth Revision) | CED | IS 7028 (Part 6):1987 | Performance tests for complete, filled transport packages: Part 6 compression test (First Revision) | REFERENCED_UNKNOWN | Indian
IS 10 (Part 1):1990 | Plywood Tea-Chests - Specification: Part 1 General (Fifth Revision) | CED | IS 707:2011 | Timber Technology and Utilization of Wood, Bamboo and Cane - Glossary of Terms (Third Revision) | TERMINOLOGY | Indian
IS 10 (Part 1):1990 | Plywood Tea-Chests - Specification: Part 1 General (Fifth Revision) | CED | IS 723:2023 | Steel Countersunk Head Wire Nails - Specification ( Second Revision ) | COMPONENT_PRODUCT | Indian
IS 10 (Part 1):1990 | Plywood Tea-Chests - Specification: Part 1 General (Fifth Revision) | CED | IS 8970:1991 | Alumintum foil laminatefor packaging - Specification (First Revision) | COMPONENT_PRODUCT | Indian
IS 10 (Part 4):1989 | Plywood Tea-Chests - Specification: Part 4 Metal Fittings (Fifth Revision) | CED | IS 4905:2015 | Random sampling and randomization procedures (First Revision) | REFERENCED_UNKNOWN | Indian
IS 12594:1988 | Hot - Dip Zinc Coating on Structural Steel Bars for Concrete Reinforcement - Specification | CED | IS 13229:1991 | Zinc for galvanizing - Specification | COMPONENT_PRODUCT | Indian
IS 12594:1988 | Hot - Dip Zinc Coating on Structural Steel Bars for Concrete Reinforcement - Specification | CED | IS 1786:2008 | High Strength Deformed Steel Bars and Wires for Concrete Reinforcement - Specification (Fourth Revision) | COMPONENT_PRODUCT | Indian
IS 12594:1988 | Hot - Dip Zinc Coating on Structural Steel Bars for Concrete Reinforcement - Specification | CED | IS 2062 (Part 1):2025 | Structural Steel - Part 1 - Hot Rolled Medium and High tensile Steel | REFERENCED_UNKNOWN | Indian
IS 12594:1988 | Hot - Dip Zinc Coating on Structural Steel Bars for Concrete Reinforcement - Specification | CED | IS 209:2024 | Refined Zinc - Specification (Fifth Revision) | COMPONENT_PRODUCT | Indian
IS 12594:1988 | Hot - Dip Zinc Coating on Structural Steel Bars for Concrete Reinforcement - Specification | CED | IS 2629 (Part 1):2025 | Process, Design, Testing and Application of Hot Dip Galvanizing of Iron and Steel - Code of Practice Part 1 Batch Process ( Second Revision ) | INSTALLATION_CODE | Indian
IS 12594:1988 | Hot - Dip Zinc Coating on Structural Steel Bars for Concrete Reinforcement - Specification | CED | IS 432 (Part 1):2026 | Specification for Mild Steel And Medium Tensile Steel Bars and Hard-Drawn Steel Wire for Concrete Reinforcement Part 1 Mild Steel and Medium Tensile Steel Bars Fourth Revision | COMPONENT_PRODUCT | Indian
IS 12594:1988 | Hot - Dip Zinc Coating on Structural Steel Bars for Concrete Reinforcement - Specification | CED | IS 6745:1972 | Methods for determination of mass of zinc coating on zinc coated iron and steel articles | REFERENCED_UNKNOWN | Indian
IS 12594:1988 | Hot - Dip Zinc Coating on Structural Steel Bars for Concrete Reinforcement - Specification | CED | IS 8910:2022 | General technical delivery requirements for steel and steel products | COMPONENT_PRODUCT | Indian
IS 3068:1986 | Broken brick (burnt clay) coarse aggregates for use in lime concrete - Specification (Second Revision) | CED | IS 1070:2023 | Reagent Grade Water Specification (Fourth Revision) | COMPONENT_PRODUCT | Indian
IS 3068:1986 | Broken brick (burnt clay) coarse aggregates for use in lime concrete - Specification (Second Revision) | CED | IS 1077:2025 | Common Burnt Clay Building Bricks - Specification (Sixth Revision) | COMPONENT_PRODUCT | Indian
IS 3068:1986 | Broken brick (burnt clay) coarse aggregates for use in lime concrete - Specification (Second Revision) | CED | IS 2:2022 | RULES FOR ROUNDING OFF NUMERICAL VALUES (Second Revision) | REFERENCED_UNKNOWN | Indian
IS 3068:1986 | Broken brick (burnt clay) coarse aggregates for use in lime concrete - Specification (Second Revision) | CED | IS 2386 (Part 3):1963 | Methods of Test for Aggregates for Concrete: Part 3 Specific Gravity, Density, Voids, Absorption and Bulking | TEST_METHOD | Indian
IS 3068:1986 | Broken brick (burnt clay) coarse aggregates for use in lime concrete - Specification (Second Revision) | CED | IS 2430:1986 | Methods for Sampling of Aggregates for Concrete (First Revision) | REFERENCED_UNKNOWN | Indian
IS 3068:1986 | Broken brick (burnt clay) coarse aggregates for use in lime concrete - Specification (Second Revision) | CED | IS 5640:1970 | Method of Test for Determining Aggregates Impact Value of Soft Coarse Aggregates | TEST_METHOD | Indian
IS 3068:1986 | Broken brick (burnt clay) coarse aggregates for use in lime concrete - Specification (Second Revision) | CED | IS 2386 (Part 1):1963 | Methods of Test for Aggregates for Concrete: Part 1 Particle Size and Shape | TEST_METHOD | Indian
IS 1785 (Part 1):1983 | Specification for Plain Hard - Drawn Steel Wire for Prestressed Concrete: Part 1 Cold Drawn Stress - Relieved Wire (Second Revision) | CED | IS 1387:1993 | General requirements for the supply of metallurgical materials (Second Revision) | COMPONENT_PRODUCT | Indian
IS 1785 (Part 1):1983 | Specification for Plain Hard - Drawn Steel Wire for Prestressed Concrete: Part 1 Cold Drawn Stress - Relieved Wire (Second Revision) | CED | IS 2:2022 | RULES FOR ROUNDING OFF NUMERICAL VALUES (Second Revision) | REFERENCED_UNKNOWN | Indian
IS 1785 (Part 1):1983 | Specification for Plain Hard - Drawn Steel Wire for Prestressed Concrete: Part 1 Cold Drawn Stress - Relieved Wire (Second Revision) | CED | IS 1521:1972 | Method for tensile testing of steel wire | TEST_METHOD | Indian
IS 1785 (Part 1):1983 | Specification for Plain Hard - Drawn Steel Wire for Prestressed Concrete: Part 1 Cold Drawn Stress - Relieved Wire (Second Revision) | CED | IS 228:1959 | Methods of chemical analysis of pig iron, cast iron and plain carbon and low alloy steel | TEST_METHOD | Indian
IS 10 (Part 3):1974 | Specification for Plywood Tea-Chests: Part 3 Battens (Fourth Revision) | CED | IS 4905:2015 | Random sampling and randomization procedures (First Revision) | REFERENCED_UNKNOWN | Indian
IS 10 (Part 3):1974 | Specification for Plywood Tea-Chests: Part 3 Battens (Fourth Revision) | CED | IS 707:2011 | Timber Technology and Utilization of Wood, Bamboo and Cane - Glossary of Terms (Third Revision) | TERMINOLOGY | Indian
IS 10 (Part 3):1974 | Specification for Plywood Tea-Chests: Part 3 Battens (Fourth Revision) | CED | IS 1708 (Part 1):1986 | Determination of moisture content (See IS 1708: PARTS 1 TO 18) | REFERENCED_UNKNOWN | Indian
IS 12823:2025 | Prelaminated Medium Density Particle Boards from Wood and other Lignocellulosic Material Specification (Second Revision) | CED | IS 1500 (Part 4):2019 | Metallic materials - Brinell hardness test: Part 4 table of hardness values (Fifth Revision) | TEST_METHOD | Indian
IS 12823:2025 | Prelaminated Medium Density Particle Boards from Wood and other Lignocellulosic Material Specification (Second Revision) | CED | IS 13745:2020 | Method for Determination of Formaldehyde Content in Wood-Based Panels by Extraction Method Called Perforator Method ( First Revision ) | REFERENCED_UNKNOWN | Indian
IS 12823:2025 | Prelaminated Medium Density Particle Boards from Wood and other Lignocellulosic Material Specification (Second Revision) | CED | IS 4905:2015 | Random sampling and randomization procedures (First Revision) | REFERENCED_UNKNOWN | Indian
IS 12823:2025 | Prelaminated Medium Density Particle Boards from Wood and other Lignocellulosic Material Specification (Second Revision) | CED | IS 707:2011 | Timber Technology and Utilization of Wood, Bamboo and Cane - Glossary of Terms (Third Revision) | TERMINOLOGY | Indian
IS 12823:2025 | Prelaminated Medium Density Particle Boards from Wood and other Lignocellulosic Material Specification (Second Revision) | CED | IS 2380 (Part 1 to 21):1977 | Methods of Test for Wood Particle Boards and Boards from Other Lignocellulosic Materials | TEST_METHOD | Indian
IS 12823:2025 | Prelaminated Medium Density Particle Boards from Wood and other Lignocellulosic Material Specification (Second Revision) | CED | IS/ISO 12460-1:2007 | Wood based panels - Determination of formaldehyde release: Part 1 formaldehyde emission by the 1 - Cubic - Metre chamber method | REFERENCED_UNKNOWN | Indian
IS 12823:2025 | Prelaminated Medium Density Particle Boards from Wood and other Lignocellulosic Material Specification (Second Revision) | CED | IS 17830:2022 | Sensory analysis Methodology Ranking | REFERENCED_UNKNOWN | Indian
IS 12823:2025 | Prelaminated Medium Density Particle Boards from Wood and other Lignocellulosic Material Specification (Second Revision) | CED | IS/ISO 14960 (Part 2):2014 | TUBELESS TYRES VALVES AND COMPONENTS PART 2: CLAMP-IN TUBELESS TYRE VALVE-TEST METHOD | TEST_METHOD | Indian
IS 12823:2025 | Prelaminated Medium Density Particle Boards from Wood and other Lignocellulosic Material Specification (Second Revision) | CED | IS/IEC 60512 (Part 2/Sec 6):2002 | Connectors for electronic equipment Part 2 Tests and measurements Section 6: Electrical continuity and contact resistance tests Test 2f: Housing shell electrical continuity | REFERENCED_UNKNOWN | Indian
IS 14587:2025 | Prelaminated Medium Density Fibre Boards of Wood and Other Lignocellulosic Materials - Specification ( Second Revision ) | CED | IS 1500 (Part 1):2019 | Metallic materials - Brinell hardness test: Part 1 test method (Fifth Revision) | TEST_METHOD | Indian
IS 14587:2025 | Prelaminated Medium Density Fibre Boards of Wood and Other Lignocellulosic Materials - Specification ( Second Revision ) | CED | IS 13745:2020 | Method for Determination of Formaldehyde Content in Wood-Based Panels by Extraction Method Called Perforator Method ( First Revision ) | REFERENCED_UNKNOWN | Indian
IS 14587:2025 | Prelaminated Medium Density Fibre Boards of Wood and Other Lignocellulosic Materials - Specification ( Second Revision ) | CED | IS 4905:2015 | Random sampling and randomization procedures (First Revision) | REFERENCED_UNKNOWN | Indian
IS 14587:2025 | Prelaminated Medium Density Fibre Boards of Wood and Other Lignocellulosic Materials - Specification ( Second Revision ) | CED | IS 707:2011 | Timber Technology and Utilization of Wood, Bamboo and Cane - Glossary of Terms (Third Revision) | TERMINOLOGY | Indian
IS 14587:2025 | Prelaminated Medium Density Fibre Boards of Wood and Other Lignocellulosic Materials - Specification ( Second Revision ) | CED | IS 2380 (Part 1 to 21):1977 | Methods of Test for Wood Particle Boards and Boards from Other Lignocellulosic Materials | TEST_METHOD | Indian
IS 14587:2025 | Prelaminated Medium Density Fibre Boards of Wood and Other Lignocellulosic Materials - Specification ( Second Revision ) | CED | IS/ISO 12460-1:2007 | Wood based panels - Determination of formaldehyde release: Part 1 formaldehyde emission by the 1 - Cubic - Metre chamber method | REFERENCED_UNKNOWN | Indian
IS 14587:2025 | Prelaminated Medium Density Fibre Boards of Wood and Other Lignocellulosic Materials - Specification ( Second Revision ) | CED | IS/IEC 60512 (Part 2/Sec 6):2002 | Connectors for electronic equipment Part 2 Tests and measurements Section 6: Electrical continuity and contact resistance tests Test 2f: Housing shell electrical continuity | REFERENCED_UNKNOWN | Indian
IS 884:2025 | First-Aid Hose-Reel for Fire Fighting - Specification (Second Revision) | CED | IS 11864:1986 | Recommended construction practice of apparatus for spray cabinet for various salt spray tests | REFERENCED_UNKNOWN | Indian
IS 884:2025 | First-Aid Hose-Reel for Fire Fighting - Specification (Second Revision) | CED | IS 1239 (Part 1):2004 | Steel tubes, tubulars and other wrought steel fittings - Specification: Part 1 steel tubes (Sixth Revision) | COMPONENT_PRODUCT | Indian
IS 884:2025 | First-Aid Hose-Reel for Fire Fighting - Specification (Second Revision) | CED | IS 1239 (Part 2):2011 | Steel tubes, tubulars and other steel fittings - Specification: Part 2 steel pipe fittings (Fifth Revision) | COMPONENT_PRODUCT | Indian
IS 884:2025 | First-Aid Hose-Reel for Fire Fighting - Specification (Second Revision) | CED | IS 2062 (Part 1):2025 | Structural Steel - Part 1 - Hot Rolled Medium and High tensile Steel | REFERENCED_UNKNOWN | Indian
IS 884:2025 | First-Aid Hose-Reel for Fire Fighting - Specification (Second Revision) | CED | IS 210:2009 | Grey iron castings - Specification (Fifth Revision) | COMPONENT_PRODUCT | Indian
IS 884:2025 | First-Aid Hose-Reel for Fire Fighting - Specification (Second Revision) | CED | IS 318:1981 | Specification for leaded tin bronze ingots and castings (Second Revision) | COMPONENT_PRODUCT | Indian
IS 884:2025 | First-Aid Hose-Reel for Fire Fighting - Specification (Second Revision) | CED | IS 3444:1999 | Corrosion resistant high alloy steel and nickel base castings for general applications - Specification (Third Revision) | COMPONENT_PRODUCT | Indian
IS 884:2025 | First-Aid Hose-Reel for Fire Fighting - Specification (Second Revision) | CED | IS 444:2025 | Rubber Hoses, Textile-Reinforced, for General-Purpose Water Applications - Specification (Sixth Revision) | COMPONENT_PRODUCT | Indian
IS 884:2025 | First-Aid Hose-Reel for Fire Fighting - Specification (Second Revision) | CED | IS 5:2007 | Colours for ready mixed paints and enamels (Sixth Revision) | REFERENCED_UNKNOWN | Indian
IS 884:2025 | First-Aid Hose-Reel for Fire Fighting - Specification (Second Revision) | CED | IS 513 (Part 1):2016 | Cold reduced carbon steel sheet and strip: Part 1 cold forming and drawing purpose (Sixth Revision) | REFERENCED_UNKNOWN | Indian
IS 884:2025 | First-Aid Hose-Reel for Fire Fighting - Specification (Second Revision) | CED | IS 19067:2024 | SPACE SYSTEMS REQUIREMENTS FOR SMALL SPACECRAFT | COMPONENT_PRODUCT | Indian
IS 7692:2024 | Headform for Testing of Helmets - Specification (Second Revision) | CED | 0 0 |  | REFERENCED_UNKNOWN | International
IS 8442:2024 | Stand Post Type Water and Water-cum-Foam Monitor for Fire Fighting - Specification (Second Revision) | CED | IS 11428 (Part 1 to 3):1985 | Specification for wrought carbon steel butt - Welding pipe fittings | COMPONENT_PRODUCT | Indian
IS 8442:2024 | Stand Post Type Water and Water-cum-Foam Monitor for Fire Fighting - Specification (Second Revision) | CED | IS 1538:1993 | Cast iron fittings for pressure pipes for water, gas and sewage - Specification (Third Revision) | COMPONENT_PRODUCT | Indian
IS 8442:2024 | Stand Post Type Water and Water-cum-Foam Monitor for Fire Fighting - Specification (Second Revision) | CED | IS 1732:1989 | Steel Bars, Round and Square for Structural and General Engineering Purposes - Dimensions (Second Revision) | REFERENCED_UNKNOWN | Indian
IS 8442:2024 | Stand Post Type Water and Water-cum-Foam Monitor for Fire Fighting - Specification (Second Revision) | CED | IS 1868:1996 | Anodic coatings on aluminium and its alloys - Specification (Third Revision) | COMPONENT_PRODUCT | Indian
IS 8442:2024 | Stand Post Type Water and Water-cum-Foam Monitor for Fire Fighting - Specification (Second Revision) | CED | IS 2062 (Part 1):2025 | Structural Steel - Part 1 - Hot Rolled Medium and High tensile Steel | REFERENCED_UNKNOWN | Indian
IS 8442:2024 | Stand Post Type Water and Water-cum-Foam Monitor for Fire Fighting - Specification (Second Revision) | CED | IS 210:2009 | Grey iron castings - Specification (Fifth Revision) | COMPONENT_PRODUCT | Indian
IS 8442:2024 | Stand Post Type Water and Water-cum-Foam Monitor for Fire Fighting - Specification (Second Revision) | CED | IS 2102 (Part 1):1993 | General tolerances: Part 1 tolerances for linear and angular dimensions without individual tolerance indications (Third Revision) | REFERENCED_UNKNOWN | Indian
IS 8442:2024 | Stand Post Type Water and Water-cum-Foam Monitor for Fire Fighting - Specification (Second Revision) | CED | IS 2643:2005 | Pipe threads where pressure - Tight joints are not made on the threads - Dimensions, tolerances and designation (Third Revision) | REFERENCED_UNKNOWN | Indian
IS 8442:2024 | Stand Post Type Water and Water-cum-Foam Monitor for Fire Fighting - Specification (Second Revision) | CED | IS 291:1989 | Naval brass rods and sections for machining purposes - Specification (Third Revision) | COMPONENT_PRODUCT | Indian
IS 8442:2024 | Stand Post Type Water and Water-cum-Foam Monitor for Fire Fighting - Specification (Second Revision) | CED | IS 304:1981 | Specification for high tensile brass ingots and castings (Second Revision) | COMPONENT_PRODUCT | Indian
IS 8442:2024 | Stand Post Type Water and Water-cum-Foam Monitor for Fire Fighting - Specification (Second Revision) | CED | IS 318:1981 | Specification for leaded tin bronze ingots and castings (Second Revision) | COMPONENT_PRODUCT | Indian
IS 8442:2024 | Stand Post Type Water and Water-cum-Foam Monitor for Fire Fighting - Specification (Second Revision) | CED | IS 319:2007 | Free cutting brass bars, rods and section - Specification (Fifth Revision) | COMPONENT_PRODUCT | Indian
IS 8442:2024 | Stand Post Type Water and Water-cum-Foam Monitor for Fire Fighting - Specification (Second Revision) | CED | IS 3444:1999 | Corrosion resistant high alloy steel and nickel base castings for general applications - Specification (Third Revision) | COMPONENT_PRODUCT | Indian
IS 8442:2024 | Stand Post Type Water and Water-cum-Foam Monitor for Fire Fighting - Specification (Second Revision) | CED | IS 407:1981 | Specification for brass tubes for general purposes (Third Revision) | COMPONENT_PRODUCT | Indian
IS 8442:2024 | Stand Post Type Water and Water-cum-Foam Monitor for Fire Fighting - Specification (Second Revision) | CED | IS 4826:2023 | Hot-Dip Galvanized Coatings on Round Steel Wires - Requirements | COMPONENT_PRODUCT | Indian
IS 8442:2024 | Stand Post Type Water and Water-cum-Foam Monitor for Fire Fighting - Specification (Second Revision) | CED | IS 4989:2006 | Foam Concentrate for producing mechanical foam for fire fighting - Specification (Amalgamating IS 4989 (Part 1):1985, (Part 2) : 1984, (Part 3):1987 | COMPONENT_PRODUCT | Indian
IS 8442:2024 | Stand Post Type Water and Water-cum-Foam Monitor for Fire Fighting - Specification (Second Revision) | CED | IS 5:2007 | Colours for ready mixed paints and enamels (Sixth Revision) | REFERENCED_UNKNOWN | Indian
IS 8442:2024 | Stand Post Type Water and Water-cum-Foam Monitor for Fire Fighting - Specification (Second Revision) | CED | IS 5382:2025 | RUBBER SEALS JOINT RINGS FOR WATER SUPPLY DRAINAGE AND SEWERAGE PIPELINES SPECIFICATION FOR MATERIALS ( Third Revision ) | COMPONENT_PRODUCT | Indian
IS 8442:2024 | Stand Post Type Water and Water-cum-Foam Monitor for Fire Fighting - Specification (Second Revision) | CED | IS 5523:1983 | Methods of testing anodic coatings on aluminium and its alloys (First Revision) | TEST_METHOD | Indian
IS 8442:2024 | Stand Post Type Water and Water-cum-Foam Monitor for Fire Fighting - Specification (Second Revision) | CED | IS 617:2024 | Aluminium and Aluminium Alloys Ingots for Remelting and Castings for General Engineering Purposes — Specification (Fourth Revision) | COMPONENT_PRODUCT | Indian
IS 8442:2024 | Stand Post Type Water and Water-cum-Foam Monitor for Fire Fighting - Specification (Second Revision) | CED | IS 6392:1971 | Specification for steel pipe flanges | COMPONENT_PRODUCT | Indian
IS 8442:2024 | Stand Post Type Water and Water-cum-Foam Monitor for Fire Fighting - Specification (Second Revision) | CED | IS 6603:2024 | Stainless Steel Semi-Finished Products, Bars, Wire Rods and Bright Bars — Specification (Second Revision) | COMPONENT_PRODUCT | Indian
IS 8442:2024 | Stand Post Type Water and Water-cum-Foam Monitor for Fire Fighting - Specification (Second Revision) | CED | IS 6911:2026 | STAINLESS STEEL PLATE, SHEET AND STRIP - SPECIFICATION (Third revision) | COMPONENT_PRODUCT | Indian
IS 8442:2024 | Stand Post Type Water and Water-cum-Foam Monitor for Fire Fighting - Specification (Second Revision) | CED | IS 19368:2025 | Nīrkuṟi Analysis (Uromacroscopy) — Code of Practice | INSTALLATION_CODE | Indian
IS/IEC 62271 (Part 105):2021 | High-voltage switchgear and controlgear : Part 105 Alternating current switch-fuse combinations for rated voltages above 1 kV up to and including 52 kV | ETD | IS 1885 (Part 17):2024 | Electrotechnical Vocabulary Part 17 Switchgear and Control Gear (Second Revision) | TERMINOLOGY | Indian
IS/IEC 62271 (Part 105):2021 | High-voltage switchgear and controlgear : Part 105 Alternating current switch-fuse combinations for rated voltages above 1 kV up to and including 52 kV | ETD | IS 9385 (Part 1):2024 | High-Voltage Fuses Part 1 Current-Limiting Fuses (Second Revision) | REFERENCED_UNKNOWN | Indian
IS/IEC 62271 (Part 105):2021 | High-voltage switchgear and controlgear : Part 105 Alternating current switch-fuse combinations for rated voltages above 1 kV up to and including 52 kV | ETD | IS/IEC 61730 (Part 1):2023 | Photovoltaic (PV) Module Safety Qualification Part 1 Requirements for Construction (Second Revision) | COMPONENT_PRODUCT | Indian
IS/IEC 62271 (Part 105):2021 | High-voltage switchgear and controlgear : Part 105 Alternating current switch-fuse combinations for rated voltages above 1 kV up to and including 52 kV | ETD | IS 16102 (Part 1):2026 | Self-Ballasted LED Lamps for General Lighting Services Part 1 Safety Requirements (First Revision) | SAFETY_STANDARD | Indian
IS/IEC 62271 (Part 105):2021 | High-voltage switchgear and controlgear : Part 105 Alternating current switch-fuse combinations for rated voltages above 1 kV up to and including 52 kV | ETD | IS/ISO 5840:2005 | Cardiovascular implants - Cardiac valve prostheses | REFERENCED_UNKNOWN | Indian
IS/IEC 62271 (Part 105):2021 | High-voltage switchgear and controlgear : Part 105 Alternating current switch-fuse combinations for rated voltages above 1 kV up to and including 52 kV | ETD | IS 3025 (Part 74):2022 | Methods of Sampling and Test (Physical and Chemical) for Water and Waste Water Part 74 Vanadium | TEST_METHOD | Indian
IS/IEC 62271 (Part 105):2021 | High-voltage switchgear and controlgear : Part 105 Alternating current switch-fuse combinations for rated voltages above 1 kV up to and including 52 kV | ETD | IEC 60265 (Part 1):1998 |  | REFERENCED_UNKNOWN | International
IS/IEC 62271 (Part 105):2021 | High-voltage switchgear and controlgear : Part 105 Alternating current switch-fuse combinations for rated voltages above 1 kV up to and including 52 kV | ETD | IEC 60282 (Part 1):2002 |  | REFERENCED_UNKNOWN | International
IS/IEC 62271 (Part 105):2021 | High-voltage switchgear and controlgear : Part 105 Alternating current switch-fuse combinations for rated voltages above 1 kV up to and including 52 kV | ETD | IEC 60694:1996 |  | REFERENCED_UNKNOWN | International
IS/IEC 62271 (Part 105):2021 | High-voltage switchgear and controlgear : Part 105 Alternating current switch-fuse combinations for rated voltages above 1 kV up to and including 52 kV | ETD | IEC 60787:1983 |  | REFERENCED_UNKNOWN | International
IS/IEC 62271 (Part 105):2021 | High-voltage switchgear and controlgear : Part 105 Alternating current switch-fuse combinations for rated voltages above 1 kV up to and including 52 kV | ETD | IEC 62271 (Part 100):2001 |  | REFERENCED_UNKNOWN | International
IS/IEC 62271 (Part 105):2021 | High-voltage switchgear and controlgear : Part 105 Alternating current switch-fuse combinations for rated voltages above 1 kV up to and including 52 kV | ETD | IEC 62271 (Part 102):2001 |  | REFERENCED_UNKNOWN | International
IS/IEC 60947 (Part 3):2020 | Low-Voltage Switchgear and Controlgear: Part 3 Switches Disconnectors Switch-Disconnectors and Fuse-Combination Units | ETD | IS 14700 (Part 4/Sec 2):2018 | Electromagnetic compatibility (EMC): Part 4 testing and measurement techniques: Sec 2 electrostatic discharge immunity test (Second Revision) | REFERENCED_UNKNOWN | Indian
IS/IEC 60947 (Part 3):2020 | Low-Voltage Switchgear and Controlgear: Part 3 Switches Disconnectors Switch-Disconnectors and Fuse-Combination Units | ETD | IS 14700 (Part 4/Sec 3):2023 | Electromagnetic compatibility EMC Part 4 Testing and Measurement Techniques Section 3 Radiated radio-frequency electromagnetic field immunity test Second Revision | REFERENCED_UNKNOWN | Indian
IS/IEC 60947 (Part 3):2020 | Low-Voltage Switchgear and Controlgear: Part 3 Switches Disconnectors Switch-Disconnectors and Fuse-Combination Units | ETD | IS 14700 (Part 4/Sec 4):2018 | Electromagnetic compatibility (EMC): Part 4 testing and measurement techniques: Sec 4 electrical fast transient / burst immunity test (Second Revision) | REFERENCED_UNKNOWN | Indian
IS/IEC 60947 (Part 3):2020 | Low-Voltage Switchgear and Controlgear: Part 3 Switches Disconnectors Switch-Disconnectors and Fuse-Combination Units | ETD | IS 1885 (Part 17):2024 | Electrotechnical Vocabulary Part 17 Switchgear and Control Gear (Second Revision) | TERMINOLOGY | Indian
IS/IEC 60947 (Part 3):2020 | Low-Voltage Switchgear and Controlgear: Part 3 Switches Disconnectors Switch-Disconnectors and Fuse-Combination Units | ETD | IS 2500 (Part 1):2000 | Sampling procedures for inspection by attributes: Part 1 sampling schemes indexed by acceptance quality limit (AQL) for lot - By - Lot inspection (Third Revision) | REFERENCED_UNKNOWN | Indian
IS/IEC 60947 (Part 3):2020 | Low-Voltage Switchgear and Controlgear: Part 3 Switches Disconnectors Switch-Disconnectors and Fuse-Combination Units | ETD | IS/IEC 60947 (Part 5/Sec 1):2024 | Low-Voltage Switchgear and Controlgear Part 5 Control Circuit Devices and Switching Elements Section 1 Electromechanical Control Circuit Devices (Third Revision) | REFERENCED_UNKNOWN | Indian
IS/IEC 60947 (Part 3):2020 | Low-Voltage Switchgear and Controlgear: Part 3 Switches Disconnectors Switch-Disconnectors and Fuse-Combination Units | ETD | IS/IEC 60947 (Part 1):2020 | LOW-VOLTAGE SWITCHGEAR AND CONTROLGEAR PART 1 GENERAL RULES | REFERENCED_UNKNOWN | Indian
IS/IEC 60947 (Part 3):2020 | Low-Voltage Switchgear and Controlgear: Part 3 Switches Disconnectors Switch-Disconnectors and Fuse-Combination Units | ETD | IS 14700 (Part 4/Sec 5):2019 | Electromagnetic compatibility (EMC): Part 4 testing and measurement techniques: Sec 5 surge immunity test (First Revision) | REFERENCED_UNKNOWN | Indian
IS/IEC 60947 (Part 3):2020 | Low-Voltage Switchgear and Controlgear: Part 3 Switches Disconnectors Switch-Disconnectors and Fuse-Combination Units | ETD | IS 14700 (Part 4/Sec 6):2026 | Electromagnetic Compatibility EMC Part 4: Testing and Measurement Techniques Section 6: Immunity to Conducted Disturbances Induced by Radio-Frequency Fields First Revision | REFERENCED_UNKNOWN | Indian
IS/IEC 60947 (Part 3):2020 | Low-Voltage Switchgear and Controlgear: Part 3 Switches Disconnectors Switch-Disconnectors and Fuse-Combination Units | ETD | IS 16828:2018 | High - Current Test Techniques - Definitions and Requirements for Test Currents and Measuring Systems | TERMINOLOGY | Indian
IS/IEC 60947 (Part 3):2020 | Low-Voltage Switchgear and Controlgear: Part 3 Switches Disconnectors Switch-Disconnectors and Fuse-Combination Units | ETD | IS/IEC 60269 (Part 3):2010 | Low-Voltage Fuses Part 3 Supplementary Requirements for Fuses for Use by Unskilled Persons ( Fuses Mainly for Household and Similar Applications ) — Examples of Standardized Systems of Fuses A to F | COMPONENT_PRODUCT | Indian
IS/IEC 60947 (Part 3):2020 | Low-Voltage Switchgear and Controlgear: Part 3 Switches Disconnectors Switch-Disconnectors and Fuse-Combination Units | ETD | IS/IEC/TR 60269 (Part 5):2014 | Low-Voltage Fuses Part 5 Guidance for the Application of Low-Voltage Fuses | REFERENCED_UNKNOWN | Indian
IS/IEC 60947 (Part 3):2020 | Low-Voltage Switchgear and Controlgear: Part 3 Switches Disconnectors Switch-Disconnectors and Fuse-Combination Units | ETD | IS/IEC 60269 (Part 6):2010 | Low-Voltage Fuses Part 6 Supplementary Requirements for Fuse-Links for the Protection of Solar Photovoltaic Energy Systems | COMPONENT_PRODUCT | Indian
IS/IEC 60947 (Part 3):2020 | Low-Voltage Switchgear and Controlgear: Part 3 Switches Disconnectors Switch-Disconnectors and Fuse-Combination Units | ETD | IS/IEC 60269 (Part 1):2014 | Low-Voltage Fuses Part 1 General Requirements | COMPONENT_PRODUCT | Indian
IS/IEC 60947 (Part 3):2020 | Low-Voltage Switchgear and Controlgear: Part 3 Switches Disconnectors Switch-Disconnectors and Fuse-Combination Units | ETD | IS/IEC 60695 (Part 2/Sec 11):2021 | Fire Hazard Testing Part 2: Glowinghot-wire based test methods Section 11: Glow-wire flammability test method for end products GWEPT | TEST_METHOD | Indian
IS/IEC 60947 (Part 3):2020 | Low-Voltage Switchgear and Controlgear: Part 3 Switches Disconnectors Switch-Disconnectors and Fuse-Combination Units | ETD | IS/IEC 60269 (Part 2):2016 | Low-Voltage Fuses Part 2 Supplementary Requirements for Fuses for Use by Authorized Persons ( Fuses Mainly for Industrial Application ) - Examples of Standardized Systems of Fuses A to K | COMPONENT_PRODUCT | Indian
IS/IEC 60947 (Part 3):2020 | Low-Voltage Switchgear and Controlgear: Part 3 Switches Disconnectors Switch-Disconnectors and Fuse-Combination Units | ETD | IEC 60034 (Part-12):2024 | Rotating electrical machines — Part 12: Starting performance of single speed three-phase cage induction motors | REFERENCED_UNKNOWN | International
IS/IEC 60947 (Part 3):2020 | Low-Voltage Switchgear and Controlgear: Part 3 Switches Disconnectors Switch-Disconnectors and Fuse-Combination Units | ETD | IEC 60034 (Part-30) (Sec-1):2025 | Rotating electrical machines — Part 30-1: Efficiency classes of line operated AC motors (IE code) | REFERENCED_UNKNOWN | International
IS/IEC 60947 (Part 3):2020 | Low-Voltage Switchgear and Controlgear: Part 3 Switches Disconnectors Switch-Disconnectors and Fuse-Combination Units | ETD | IEC 60228:2023 | Conductors of insulated cable | REFERENCED_UNKNOWN | International
IS/IEC 60947 (Part 3):2020 | Low-Voltage Switchgear and Controlgear: Part 3 Switches Disconnectors Switch-Disconnectors and Fuse-Combination Units | ETD | IEC 60417:2026 | Graphical symbols for use on equipmen | TERMINOLOGY | International
IS/IEC 60947 (Part 3):2020 | Low-Voltage Switchgear and Controlgear: Part 3 Switches Disconnectors Switch-Disconnectors and Fuse-Combination Units | ETD | IEC 61545:1996 | Connecting devices — Devices for the connection of aluminium conductors in clamping units of any material and copper conductors in aluminium bodied clamping units | REFERENCED_UNKNOWN | International
IS/IEC 60947 (Part 3):2020 | Low-Voltage Switchgear and Controlgear: Part 3 Switches Disconnectors Switch-Disconnectors and Fuse-Combination Units | ETD | IEC 62208:2023 | Empty enclosures for low-voltage switchgear and controlgear assemblies — General requirements | COMPONENT_PRODUCT | International
IS/IEC 60947 (Part 4/Sec 1):2023 | Low-Voltage Switchgear and Controlgear Part 4 Contactors and Motor-Starters Section 1 Electromechanical Contactors and Motor-Starters | ETD | IEC 60034 (Part-12):2016 | Rotating electrical machines — Part 12: Starting performance of singlespeed three-phase cage induction motors | REFERENCED_UNKNOWN | International
IS/IEC 60947 (Part 4/Sec 1):2023 | Low-Voltage Switchgear and Controlgear Part 4 Contactors and Motor-Starters Section 1 Electromechanical Contactors and Motor-Starters | ETD | IEC 60034 (Part-30) (Sec-1):2014 | Rotating electrical machines — Part 30-1: Efficiency classes of line operated AC motors (IE code) | REFERENCED_UNKNOWN | International
IS/IEC 60947 (Part 4/Sec 1):2023 | Low-Voltage Switchgear and Controlgear Part 4 Contactors and Motor-Starters Section 1 Electromechanical Contactors and Motor-Starters | ETD | IEC 60364 (Part-1):2005 | Low-voltage electrical installations — Part 1: Fundamental principles, assessment of general characteristics, definitions | TERMINOLOGY | International
IS/IEC 60947 (Part 4/Sec 1):2023 | Low-Voltage Switchgear and Controlgear Part 4 Contactors and Motor-Starters Section 1 Electromechanical Contactors and Motor-Starters | ETD | IEC 61051 (Part-2):2021 | Varistors for use in electronic equipment — Part 2: Sectional specification for surge suppression varistors | COMPONENT_PRODUCT | International
IS/IEC 60947 (Part 4/Sec 1):2023 | Low-Voltage Switchgear and Controlgear Part 4 Contactors and Motor-Starters Section 1 Electromechanical Contactors and Motor-Starters | ETD | IEC 61095:2023 | Electromechanical contactors for household and similar purposes | REFERENCED_UNKNOWN | International
IS/IEC 60947 (Part 4/Sec 1):2023 | Low-Voltage Switchgear and Controlgear Part 4 Contactors and Motor-Starters Section 1 Electromechanical Contactors and Motor-Starters | ETD | IEC 61643 (Part-331):2020 | Components for low-voltage surge protection — Part 331: Performance requirements and test methods for metal oxide varistors (MOV) | TEST_METHOD | International
IS/IEC 60947 (Part 4/Sec 1):2023 | Low-Voltage Switchgear and Controlgear Part 4 Contactors and Motor-Starters Section 1 Electromechanical Contactors and Motor-Starters | ETD | IEC 63058:2021 | Switchgear and controlgear and their assemblies for low voltage — Environmental aspects | REFERENCED_UNKNOWN | International
IS/IEC 60947 (Part 4/Sec 1):2023 | Low-Voltage Switchgear and Controlgear Part 4 Contactors and Motor-Starters Section 1 Electromechanical Contactors and Motor-Starters | ETD | IEC 63208:2020 | Low-voltage switchgear and controlgear — Security aspects | REFERENCED_UNKNOWN | International
IS/IEC 60947 (Part 4/Sec 1):2023 | Low-Voltage Switchgear and Controlgear Part 4 Contactors and Motor-Starters Section 1 Electromechanical Contactors and Motor-Starters | ETD | IEC 63216:2019 | Low-voltage switchgear and controlgear — Electromagnetic compatibility assessment for switchgear and controlgear and their assemblies | REFERENCED_UNKNOWN | International
IS/IEC 60947 (Part 4/Sec 1):2023 | Low-Voltage Switchgear and Controlgear Part 4 Contactors and Motor-Starters Section 1 Electromechanical Contactors and Motor-Starters | ETD | IS 1271:2012 | Electrical insulation - Thermal evaluation and designation (Second Revision) | REFERENCED_UNKNOWN | Indian
IS/IEC 60947 (Part 4/Sec 1):2023 | Low-Voltage Switchgear and Controlgear Part 4 Contactors and Motor-Starters Section 1 Electromechanical Contactors and Motor-Starters | ETD | IS 2500 (Part 1):2000 | Sampling procedures for inspection by attributes: Part 1 sampling schemes indexed by acceptance quality limit (AQL) for lot - By - Lot inspection (Third Revision) | REFERENCED_UNKNOWN | Indian
IS/IEC 60947 (Part 4/Sec 1):2023 | Low-Voltage Switchgear and Controlgear Part 4 Contactors and Motor-Starters Section 1 Electromechanical Contactors and Motor-Starters | ETD | IS/IEC 60715:2017 | Dimensions of low - Voltage switchgear and controlgear - Standardized mounting on rails for mechanical support of switchgear, controlgear and accessories (First Revision) | REFERENCED_UNKNOWN | Indian
IS/IEC 60947 (Part 4/Sec 1):2023 | Low-Voltage Switchgear and Controlgear Part 4 Contactors and Motor-Starters Section 1 Electromechanical Contactors and Motor-Starters | ETD | IS/IEC 60947 (Part 2):2016 | Low - Voltage switchgear and controlgear: Part 2 circuit - Breakers (First Revision) | REFERENCED_UNKNOWN | Indian
IS/IEC 60947 (Part 4/Sec 1):2023 | Low-Voltage Switchgear and Controlgear Part 4 Contactors and Motor-Starters Section 1 Electromechanical Contactors and Motor-Starters | ETD | IS/IEC 60730 (Part 1):1999 | Automatic electrical controls for household and similar use : part 1 General Requirements | COMPONENT_PRODUCT | Indian
IS/IEC 60947 (Part 4/Sec 1):2023 | Low-Voltage Switchgear and Controlgear Part 4 Contactors and Motor-Starters Section 1 Electromechanical Contactors and Motor-Starters | ETD | IS/IEC 61439 (Part 0):2014 | Low-Voltage Switchgear and Controlgear Assemblies Part 0 Guidance to Specifying Assemblies | REFERENCED_UNKNOWN | Indian
IS/IEC 60947 (Part 4/Sec 1):2023 | Low-Voltage Switchgear and Controlgear Part 4 Contactors and Motor-Starters Section 1 Electromechanical Contactors and Motor-Starters | ETD | IS/IEC 61439 (Part 6):2012 | Low-Voltage Switchgear and Controlgear Assemblies Part 6 Busbar Trunking Systems (Busways) | REFERENCED_UNKNOWN | Indian
IS/IEC 60947 (Part 4/Sec 1):2023 | Low-Voltage Switchgear and Controlgear Part 4 Contactors and Motor-Starters Section 1 Electromechanical Contactors and Motor-Starters | ETD | IS 17064 (Part 1):2018 | Electromechanical elementary relays: Part 1 general and safety requirements | SAFETY_STANDARD | Indian
IS/IEC 60947 (Part 4/Sec 1):2023 | Low-Voltage Switchgear and Controlgear Part 4 Contactors and Motor-Starters Section 1 Electromechanical Contactors and Motor-Starters | ETD | IS/IEC 61800 (Part 5/Sec 1):2016 | Adjustable Speed Electrical Power Drive Systems Part 5 Safety Requirements Section 1 Electrical, thermal and energy | SAFETY_STANDARD | Indian
IS/IEC 60947 (Part 4/Sec 1):2023 | Low-Voltage Switchgear and Controlgear Part 4 Contactors and Motor-Starters Section 1 Electromechanical Contactors and Motor-Starters | ETD | IS 15999 (Part 1):2021 | Rotating electrical machines - Part 1 : Rating and performance | TEST_METHOD | Indian
IS/IEC 60947 (Part 4/Sec 1):2023 | Low-Voltage Switchgear and Controlgear Part 4 Contactors and Motor-Starters Section 1 Electromechanical Contactors and Motor-Starters | ETD | IS 16449 (Part 2):2021 | Graphical Symbols - Safety Colours and Safety Signs Part 2 Design Principles for Product Safety Labels | TERMINOLOGY | Indian
IS/IEC 60947 (Part 4/Sec 1):2023 | Low-Voltage Switchgear and Controlgear Part 4 Contactors and Motor-Starters Section 1 Electromechanical Contactors and Motor-Starters | ETD | IS 9409:2023 | Protection Against Electric Shock - Common Aspects for Installation and Equipment (First Revision) | INSTALLATION_CODE | Indian
IS/IEC 60947 (Part 4/Sec 1):2023 | Low-Voltage Switchgear and Controlgear Part 4 Contactors and Motor-Starters Section 1 Electromechanical Contactors and Motor-Starters | ETD | IS/IEC 60947 (Part 1):2020 | LOW-VOLTAGE SWITCHGEAR AND CONTROLGEAR PART 1 GENERAL RULES | REFERENCED_UNKNOWN | Indian
IS/IEC 60947 (Part 4/Sec 1):2023 | Low-Voltage Switchgear and Controlgear Part 4 Contactors and Motor-Starters Section 1 Electromechanical Contactors and Motor-Starters | ETD | IS/IEC 60947 (Part 5/Sec 1):2016 | Low-Voltage Switchgear And Control Gear : Part 5-1 Control Circuit Devices And Switching Elements Electromechanical Control Circuit Devices | REFERENCED_UNKNOWN | Indian
IS/IEC 60947 (Part 4/Sec 1):2023 | Low-Voltage Switchgear and Controlgear Part 4 Contactors and Motor-Starters Section 1 Electromechanical Contactors and Motor-Starters | ETD | IS/IEC/TS 61439 (Part 7):2023 | Low-voltage switchgear and controlgear assemblies Part 7: Assemblies for specific applications such as marinas camping sites market squares electric vehicle charging stations (First Revision)) | REFERENCED_UNKNOWN | Indian
IS/IEC 60947 (Part 4/Sec 1):2023 | Low-Voltage Switchgear and Controlgear Part 4 Contactors and Motor-Starters Section 1 Electromechanical Contactors and Motor-Starters | ETD | IS/IEC 61439 (Part 1):2020 | Low-voltage switchgear and controlgear assemblies Part 1: General rules (First Revision) | REFERENCED_UNKNOWN | Indian
IS/IEC 60947 (Part 4/Sec 1):2023 | Low-Voltage Switchgear and Controlgear Part 4 Contactors and Motor-Starters Section 1 Electromechanical Contactors and Motor-Starters | ETD | IS/IEC 60068 (Part 2/Sec 14):2023 | Environmental Testing Part 2 Tests Section 14 Test N: Change of Temperature (First Revision) | REFERENCED_UNKNOWN | Indian
IS/IEC 60947 (Part 4/Sec 1):2023 | Low-Voltage Switchgear and Controlgear Part 4 Contactors and Motor-Starters Section 1 Electromechanical Contactors and Motor-Starters | ETD | IS/IEC 61439 (Part 3):2024 | Low-voltage switchgear and controlgear assemblies Part 3: Distribution boards intended to be operated by ordinary persons DBO First Revision | REFERENCED_UNKNOWN | Indian
IS/IEC 60947 (Part 4/Sec 1):2023 | Low-Voltage Switchgear and Controlgear Part 4 Contactors and Motor-Starters Section 1 Electromechanical Contactors and Motor-Starters | ETD | IS/IEC 61439 (Part 4):2024 | Low-Voltage Switchgear and Controlgear Assemblies Part 4: Particular requirements for assemblies for construction sites ACS First Revision | COMPONENT_PRODUCT | Indian
IS/IEC 60947 (Part 4/Sec 1):2023 | Low-Voltage Switchgear and Controlgear Part 4 Contactors and Motor-Starters Section 1 Electromechanical Contactors and Motor-Starters | ETD | IS/IEC 61439 (Part 5):2023 | Low-voltage switchgear and controlgear assemblies Part 5: Assemblies for power distribution in public networks First Revision | REFERENCED_UNKNOWN | Indian
IS/IEC 60947 (Part 4/Sec 1):2023 | Low-Voltage Switchgear and Controlgear Part 4 Contactors and Motor-Starters Section 1 Electromechanical Contactors and Motor-Starters | ETD | IS 16724:2026 | Explosive atmospheres — Electrical installation design, selection and installation of equipment, including initial inspection | INSTALLATION_CODE | Indian
IS/IEC 60947 (Part 4/Sec 3):2020 | Low-Voltage Switchgear And Controlgear: Part 4-3 Contactors And Motor-Starters Semiconductor Controllers And Semiconductor Contactors For Non-Motor Loads | ETD | IS 14700 (Part 3/Sec 2):2020 | Electromagnetic Compatibility (EMC) Part 3 Limits Section 2 Limits for harmonic current emissions ( equipment input current ? 16 A per phase ) ( Third Revision ) | REFERENCED_UNKNOWN | Indian
IS/IEC 60947 (Part 4/Sec 3):2020 | Low-Voltage Switchgear And Controlgear: Part 4-3 Contactors And Motor-Starters Semiconductor Controllers And Semiconductor Contactors For Non-Motor Loads | ETD | IS 14700 (Part 3/Sec 3):2018 | Electromagnetic compatibility (EMC): Part 3 limits section 3 limitation of voltage changes, voltage fluctuations and flicker in public low-voltage supply system, for equipment with rated current ? 16 a per phase and not subjected to conditional connection (Second Revision) | REFERENCED_UNKNOWN | Indian
IS/IEC 60947 (Part 4/Sec 3):2020 | Low-Voltage Switchgear And Controlgear: Part 4-3 Contactors And Motor-Starters Semiconductor Controllers And Semiconductor Contactors For Non-Motor Loads | ETD | IS 2500 (Part 1):2000 | Sampling procedures for inspection by attributes: Part 1 sampling schemes indexed by acceptance quality limit (AQL) for lot - By - Lot inspection (Third Revision) | REFERENCED_UNKNOWN | Indian
IS/IEC 60947 (Part 4/Sec 3):2020 | Low-Voltage Switchgear And Controlgear: Part 4-3 Contactors And Motor-Starters Semiconductor Controllers And Semiconductor Contactors For Non-Motor Loads | ETD | IS 6873 (Part 4):2019 | Limits and Methods of Measurement of Radio Disturbance Characteristics Part 4 Industrial Scientific and Medical Radio-Frequency Equipment Second Revision | REFERENCED_UNKNOWN | Indian
IS/IEC 60947 (Part 4/Sec 3):2020 | Low-Voltage Switchgear And Controlgear: Part 4-3 Contactors And Motor-Starters Semiconductor Controllers And Semiconductor Contactors For Non-Motor Loads | ETD | IS/IEC 60715:2017 | Dimensions of low - Voltage switchgear and controlgear - Standardized mounting on rails for mechanical support of switchgear, controlgear and accessories (First Revision) | REFERENCED_UNKNOWN | Indian
IS/IEC 60947 (Part 4/Sec 3):2020 | Low-Voltage Switchgear And Controlgear: Part 4-3 Contactors And Motor-Starters Semiconductor Controllers And Semiconductor Contactors For Non-Motor Loads | ETD | IS/IEC 60947 (Part 4/Sec 1):2023 | Low-Voltage Switchgear and Controlgear Part 4 Contactors and Motor-Starters Section 1 Electromechanical Contactors and Motor-Starters | REFERENCED_UNKNOWN | Indian
IS/IEC 60947 (Part 4/Sec 3):2020 | Low-Voltage Switchgear And Controlgear: Part 4-3 Contactors And Motor-Starters Semiconductor Controllers And Semiconductor Contactors For Non-Motor Loads | ETD | IS/IEC 60730 (Part 1):1999 | Automatic electrical controls for household and similar use : part 1 General Requirements | COMPONENT_PRODUCT | Indian
IS/IEC 60947 (Part 4/Sec 3):2020 | Low-Voltage Switchgear And Controlgear: Part 4-3 Contactors And Motor-Starters Semiconductor Controllers And Semiconductor Contactors For Non-Motor Loads | ETD | IS/IEC 60947 (Part 1):2020 | LOW-VOLTAGE SWITCHGEAR AND CONTROLGEAR PART 1 GENERAL RULES | REFERENCED_UNKNOWN | Indian
IS/IEC 60947 (Part 4/Sec 3):2020 | Low-Voltage Switchgear And Controlgear: Part 4-3 Contactors And Motor-Starters Semiconductor Controllers And Semiconductor Contactors For Non-Motor Loads | ETD | IS 14700 (Part 4/Sec 5):2019 | Electromagnetic compatibility (EMC): Part 4 testing and measurement techniques: Sec 5 surge immunity test (First Revision) | REFERENCED_UNKNOWN | Indian
IS/IEC 60947 (Part 4/Sec 3):2020 | Low-Voltage Switchgear And Controlgear: Part 4-3 Contactors And Motor-Starters Semiconductor Controllers And Semiconductor Contactors For Non-Motor Loads | ETD | IEC 60445:2021 | Basic and safety principles for man-machine interface, marking and identification — Identification of equipment terminals, conductor terminations and conductors | REFERENCED_UNKNOWN | International
IS/IEC 60947 (Part 4/Sec 3):2020 | Low-Voltage Switchgear And Controlgear: Part 4-3 Contactors And Motor-Starters Semiconductor Controllers And Semiconductor Contactors For Non-Motor Loads | ETD | IEC 61000 (Part-3) (Sec-11):2017 | Electromagnetic compatibility (EMC) — Part 3-11: Limits — Limitation of voltage changes, voltage fluctuations and flicker in public low-voltage supply systems — Equipment with rated current ≤ 75 A and | REFERENCED_UNKNOWN | International
IS/IEC 60947 (Part 4/Sec 3):2020 | Low-Voltage Switchgear And Controlgear: Part 4-3 Contactors And Motor-Starters Semiconductor Controllers And Semiconductor Contactors For Non-Motor Loads | ETD | IEC 61000 (Part-3) (Sec-12):2011 | Electromagnetic compatibility (EMC) — Part 3-12: Limits — Limits for harmonic currents produced by equipment connected to public low-voltage systems with input current > 16 A and ≤ 75 A per phase | REFERENCED_UNKNOWN | International
IS/IEC 60947 (Part 4/Sec 3):2020 | Low-Voltage Switchgear And Controlgear: Part 4-3 Contactors And Motor-Starters Semiconductor Controllers And Semiconductor Contactors For Non-Motor Loads | ETD | IEC 61140:2016 | Protection against electric shock — Common aspects for installation and equipment | INSTALLATION_CODE | International
IS/IEC 60947 (Part 4/Sec 2):2020 | Low-Voltage switchgear and Controlgear: Part 4-2 Contactors and Motorstarters semiconductor motor controllers starters and Soft starters | ETD | IS 14700 (Part 3/Sec 2):2020 | Electromagnetic Compatibility (EMC) Part 3 Limits Section 2 Limits for harmonic current emissions ( equipment input current ? 16 A per phase ) ( Third Revision ) | REFERENCED_UNKNOWN | Indian
IS/IEC 60947 (Part 4/Sec 2):2020 | Low-Voltage switchgear and Controlgear: Part 4-2 Contactors and Motorstarters semiconductor motor controllers starters and Soft starters | ETD | IS 14700 (Part 3/Sec 3):2018 | Electromagnetic compatibility (EMC): Part 3 limits section 3 limitation of voltage changes, voltage fluctuations and flicker in public low-voltage supply system, for equipment with rated current ? 16 a per phase and not subjected to conditional connection (Second Revision) | REFERENCED_UNKNOWN | Indian
IS/IEC 60947 (Part 4/Sec 2):2020 | Low-Voltage switchgear and Controlgear: Part 4-2 Contactors and Motorstarters semiconductor motor controllers starters and Soft starters | ETD | IS 2500 (Part 1):2000 | Sampling procedures for inspection by attributes: Part 1 sampling schemes indexed by acceptance quality limit (AQL) for lot - By - Lot inspection (Third Revision) | REFERENCED_UNKNOWN | Indian
IS/IEC 60947 (Part 4/Sec 2):2020 | Low-Voltage switchgear and Controlgear: Part 4-2 Contactors and Motorstarters semiconductor motor controllers starters and Soft starters | ETD | IS 6873 (Part 4):2019 | Limits and Methods of Measurement of Radio Disturbance Characteristics Part 4 Industrial Scientific and Medical Radio-Frequency Equipment Second Revision | REFERENCED_UNKNOWN | Indian
IS/IEC 60947 (Part 4/Sec 2):2020 | Low-Voltage switchgear and Controlgear: Part 4-2 Contactors and Motorstarters semiconductor motor controllers starters and Soft starters | ETD | IS/IEC 60715:2017 | Dimensions of low - Voltage switchgear and controlgear - Standardized mounting on rails for mechanical support of switchgear, controlgear and accessories (First Revision) | REFERENCED_UNKNOWN | Indian
IS/IEC 60947 (Part 4/Sec 2):2020 | Low-Voltage switchgear and Controlgear: Part 4-2 Contactors and Motorstarters semiconductor motor controllers starters and Soft starters | ETD | IS/IEC 60730 (Part 1):1999 | Automatic electrical controls for household and similar use : part 1 General Requirements | COMPONENT_PRODUCT | Indian
IS/IEC 60947 (Part 4/Sec 2):2020 | Low-Voltage switchgear and Controlgear: Part 4-2 Contactors and Motorstarters semiconductor motor controllers starters and Soft starters | ETD | IS/IEC 60947 (Part 1):2020 | LOW-VOLTAGE SWITCHGEAR AND CONTROLGEAR PART 1 GENERAL RULES | REFERENCED_UNKNOWN | Indian
IS/IEC 60947 (Part 4/Sec 2):2020 | Low-Voltage switchgear and Controlgear: Part 4-2 Contactors and Motorstarters semiconductor motor controllers starters and Soft starters | ETD | IS 15999 (Part 1):2021 | Rotating electrical machines - Part 1 : Rating and performance | TEST_METHOD | Indian
IS/IEC 60947 (Part 4/Sec 2):2020 | Low-Voltage switchgear and Controlgear: Part 4-2 Contactors and Motorstarters semiconductor motor controllers starters and Soft starters | ETD | IEC 60445:2021 | Basic and safety principles for man-machine interface, marking and identification — Identification of equipment terminals, conductor terminations and conductors | REFERENCED_UNKNOWN | International
IS/IEC 60947 (Part 4/Sec 2):2020 | Low-Voltage switchgear and Controlgear: Part 4-2 Contactors and Motorstarters semiconductor motor controllers starters and Soft starters | ETD | IEC 61000 (Part-3) (Sec-11):2017 | Electromagnetic compatibility (EMC) — Part 3-11: Limits — Limitation of voltage changes, voltage fluctuations and flicker in public low-voltage supply systems — Equipment with rated current ≤ 75 A and | REFERENCED_UNKNOWN | International
IS/IEC 60947 (Part 4/Sec 2):2020 | Low-Voltage switchgear and Controlgear: Part 4-2 Contactors and Motorstarters semiconductor motor controllers starters and Soft starters | ETD | IEC 3 (Part-12):2011 | Electromagnetic compatibility (EMC) — Part 3-12: Limits — Limits for harmonic currents produced by equipment connected to public low-voltage systems with input current >16 A and ≤ 75 A per phase | REFERENCED_UNKNOWN | International
IS/IEC 60947 (Part 4/Sec 2):2020 | Low-Voltage switchgear and Controlgear: Part 4-2 Contactors and Motorstarters semiconductor motor controllers starters and Soft starters | ETD | IEC 61140:2016 | Protection against electric shock — Common aspects for installation and equipment | INSTALLATION_CODE | International
IS 14763:2022 | CONDUIT SYSTEMS FOR CABLE MANAGEMENT OUTSIDE DIAMETERS OF CONDUITS FOR ELECTRICAL INSTALLATIONS AND THREADS FOR CONDUITS AND FITTINGS | ETD | IS 2334:2001 | ISO general purpose metric screw threads - Gauges and gauging (Second Revision) | REFERENCED_UNKNOWN | Indian
IS 14763:2022 | CONDUIT SYSTEMS FOR CABLE MANAGEMENT OUTSIDE DIAMETERS OF CONDUITS FOR ELECTRICAL INSTALLATIONS AND THREADS FOR CONDUITS AND FITTINGS | ETD | IS 4218 (Part 1):2025 | ISO general purpose metric screw threads : Part 1 Basic and design profile (third revision) | REFERENCED_UNKNOWN | Indian
IS 14763:2022 | CONDUIT SYSTEMS FOR CABLE MANAGEMENT OUTSIDE DIAMETERS OF CONDUITS FOR ELECTRICAL INSTALLATIONS AND THREADS FOR CONDUITS AND FITTINGS | ETD | ISO 68 (Part 1):1998 |  | REFERENCED_UNKNOWN | International
IS 14763:2022 | CONDUIT SYSTEMS FOR CABLE MANAGEMENT OUTSIDE DIAMETERS OF CONDUITS FOR ELECTRICAL INSTALLATIONS AND THREADS FOR CONDUITS AND FITTINGS | ETD | ISO 965 (Part 1):1998 |  | REFERENCED_UNKNOWN | International
IS 14763:2022 | CONDUIT SYSTEMS FOR CABLE MANAGEMENT OUTSIDE DIAMETERS OF CONDUITS FOR ELECTRICAL INSTALLATIONS AND THREADS FOR CONDUITS AND FITTINGS | ETD | ISO 1502:1996 |  | REFERENCED_UNKNOWN | International
IS/IEC 60947 (Part 5/Sec 1):2024 | Low-Voltage Switchgear and Controlgear Part 5 Control Circuit Devices and Switching Elements Section 1 Electromechanical Control Circuit Devices (Third Revision) | ETD | IS 9000 (Part 4):2020 | Environmental Testing Part 4 Tests - Test Cab: Damp Heat, Steady State ( Second Revision ) | REFERENCED_UNKNOWN | Indian
IS/IEC 60947 (Part 5/Sec 1):2024 | Low-Voltage Switchgear and Controlgear Part 5 Control Circuit Devices and Switching Elements Section 1 Electromechanical Control Circuit Devices (Third Revision) | ETD | IS 9000 (Part 7/Sec 1):2018 | Basic environmental testing procedures for electronic and electrical items: Part 7 impact test: Sec 1 shock (Test Ea) (Second Revision) | TEST_METHOD | Indian
IS/IEC 60947 (Part 5/Sec 1):2024 | Low-Voltage Switchgear and Controlgear Part 5 Control Circuit Devices and Switching Elements Section 1 Electromechanical Control Circuit Devices (Third Revision) | ETD | IS/IEC 60730 (Part 1):1999 | Automatic electrical controls for household and similar use : part 1 General Requirements | COMPONENT_PRODUCT | Indian
IS/IEC 60947 (Part 5/Sec 1):2024 | Low-Voltage Switchgear and Controlgear Part 5 Control Circuit Devices and Switching Elements Section 1 Electromechanical Control Circuit Devices (Third Revision) | ETD | IS/IEC 60947 (Part 5/Sec 5):2016 | Low - Voltage switchgear and controlgear: Part 5 control circuit devices and switching elements: Sec 5 electrical emergency stop devices with mechanical latching function | REFERENCED_UNKNOWN | Indian
IS/IEC 60947 (Part 5/Sec 1):2024 | Low-Voltage Switchgear and Controlgear Part 5 Control Circuit Devices and Switching Elements Section 1 Electromechanical Control Circuit Devices (Third Revision) | ETD | IS/IEC 60068 (Part 2/Sec 6):2007 | Environmental Testing Part 2 Tests Section 6 Test Fc: Vibration sinusoidal | REFERENCED_UNKNOWN | Indian
IS/IEC 60947 (Part 5/Sec 1):2024 | Low-Voltage Switchgear and Controlgear Part 5 Control Circuit Devices and Switching Elements Section 1 Electromechanical Control Circuit Devices (Third Revision) | ETD | IS/IEC 60695 (Part 2/Sec 11):2021 | Fire Hazard Testing Part 2: Glowinghot-wire based test methods Section 11: Glow-wire flammability test method for end products GWEPT | TEST_METHOD | Indian
IS/IEC 60947 (Part 5/Sec 1):2024 | Low-Voltage Switchgear and Controlgear Part 5 Control Circuit Devices and Switching Elements Section 1 Electromechanical Control Circuit Devices (Third Revision) | ETD | IS/IEC 60695 (Part 2/Sec 12):2021 | Fire Hazard Testing Part 2: Glowinghot-wire based test methods Section 12: Glow-wire flammability index GWFI Test method for materials | TEST_METHOD | Indian
IS/IEC 60947 (Part 5/Sec 1):2024 | Low-Voltage Switchgear and Controlgear Part 5 Control Circuit Devices and Switching Elements Section 1 Electromechanical Control Circuit Devices (Third Revision) | ETD | IS/IEC 60947 (Part 1):2020 | LOW-VOLTAGE SWITCHGEAR AND CONTROLGEAR PART 1 GENERAL RULES | REFERENCED_UNKNOWN | Indian
IS/IEC 60947 (Part 5/Sec 1):2024 | Low-Voltage Switchgear and Controlgear Part 5 Control Circuit Devices and Switching Elements Section 1 Electromechanical Control Circuit Devices (Third Revision) | ETD | IS/IEC 60947 (Part 5/Sec 2):2019 | LLow-Voltage Switchgear and Controlgear Part 5 Control Circuit Devices and Switching Elements Section 2 Proximity Switches ( First Revision ) | REFERENCED_UNKNOWN | Indian
IS/IEC 60947 (Part 5/Sec 1):2024 | Low-Voltage Switchgear and Controlgear Part 5 Control Circuit Devices and Switching Elements Section 1 Electromechanical Control Circuit Devices (Third Revision) | ETD | IS/IEC 60068 (Part 2/Sec 30):2005 | Environmental testing Part 2 Tests Section 30 Test Db: Damp heat cyclic 12 h 12 h cycle | REFERENCED_UNKNOWN | Indian
IS/IEC 60947 (Part 5/Sec 1):2024 | Low-Voltage Switchgear and Controlgear Part 5 Control Circuit Devices and Switching Elements Section 1 Electromechanical Control Circuit Devices (Third Revision) | ETD | IS/IEC 60068 (Part 2/Sec 14):2023 | Environmental Testing Part 2 Tests Section 14 Test N: Change of Temperature (First Revision) | REFERENCED_UNKNOWN | Indian
IS/IEC 60947 (Part 5/Sec 1):2024 | Low-Voltage Switchgear and Controlgear Part 5 Control Circuit Devices and Switching Elements Section 1 Electromechanical Control Circuit Devices (Third Revision) | ETD | IS/IEC 60947 (Part 4/Sec 1):2023 | Low-Voltage Switchgear and Controlgear Part 4 Contactors and Motor-Starters Section 1 Electromechanical Contactors and Motor-Starters | REFERENCED_UNKNOWN | Indian
IS 16103 (Part 1):2025 | LED Modules for General Lighting Part 1 Safety Specifications (First Revision) | ETD | IS 1401:2008 | Protection of persons and equipment by enclosures - Probes for verification (Second Revision) | REFERENCED_UNKNOWN | Indian
IS 16103 (Part 1):2025 | LED Modules for General Lighting Part 1 Safety Specifications (First Revision) | ETD | IS 15885 (Part 1):2011 | Safety of lamp controlgear: Part 1 general requirements | SAFETY_STANDARD | Indian
IS 16103 (Part 1):2025 | LED Modules for General Lighting Part 1 Safety Specifications (First Revision) | ETD | IS 16101:2012 | General lighting - Leds and led modules - Terms and definitions | TERMINOLOGY | Indian
IS 16103 (Part 1):2025 | LED Modules for General Lighting Part 1 Safety Specifications (First Revision) | ETD | IS 16108:2012 | Photobiological safety of lamps and lamp systems | REFERENCED_UNKNOWN | Indian
IS 16103 (Part 1):2025 | LED Modules for General Lighting Part 1 Safety Specifications (First Revision) | ETD | IS 16661:2019 | Application of IS 16108/IEC 62471 for the assessment of blue light hazard to light sources and luminaires | REFERENCED_UNKNOWN | Indian
IS 16103 (Part 1):2025 | LED Modules for General Lighting Part 1 Safety Specifications (First Revision) | ETD | IS 17550 (Part 1):2024 | Household Refrigerating Appliances - Characteristics and Test Methods Part 1 General Requirements (First Revision) | TEST_METHOD | Indian
IS 16103 (Part 1):2025 | LED Modules for General Lighting Part 1 Safety Specifications (First Revision) | ETD | IS 18542:2024 | Textiles Quantitative chemical analysis - Mixtures of cellulose fibres and asbestos method by heating | TEST_METHOD | Indian
IS 16103 (Part 1):2025 | LED Modules for General Lighting Part 1 Safety Specifications (First Revision) | ETD | ISO 7089:2000 |  | REFERENCED_UNKNOWN | International
IS 16103 (Part 2):2025 | LED Modules for General Lighting Part 2 Performance Requirements (First Revision) | ETD | IS 14700 (Part 3/Sec 2):2020 | Electromagnetic Compatibility (EMC) Part 3 Limits Section 2 Limits for harmonic current emissions ( equipment input current ? 16 A per phase ) ( Third Revision ) | REFERENCED_UNKNOWN | Indian
IS 16103 (Part 2):2025 | LED Modules for General Lighting Part 2 Performance Requirements (First Revision) | ETD | IS 14700 (Part 4/Sec 7):2017 | Electromagnetic compatibility (EMC): Part 4 testing and measurement techniques: Sec 7 general guide on harmonic and interharmonics measurements and instrumentation, for power supply systems and equipment eonnected thereto (First Revision) | REFERENCED_UNKNOWN | Indian
IS 16103 (Part 2):2025 | LED Modules for General Lighting Part 2 Performance Requirements (First Revision) | ETD | IS 15885 (Part 2/Sec 13):2012 | Safety of lamp controlgear: Part 2 particular requirements: Sec 13 d.c. or a.c. supplied electronic controlgear for led modules | SAFETY_STANDARD | Indian
IS 16103 (Part 2):2025 | LED Modules for General Lighting Part 2 Performance Requirements (First Revision) | ETD | IS 16101:2012 | General lighting - Leds and led modules - Terms and definitions | TERMINOLOGY | Indian
IS 16103 (Part 2):2025 | LED Modules for General Lighting Part 2 Performance Requirements (First Revision) | ETD | IS 16103 (Part 1):2025 | LED Modules for General Lighting Part 1 Safety Specifications (First Revision) | COMPONENT_PRODUCT | Indian
IS 16103 (Part 2):2025 | LED Modules for General Lighting Part 2 Performance Requirements (First Revision) | ETD | IS/IEC/TR 61341:2010 | Method of Measurement of Centre Beam Intensity and Beam Angle(S) of Reflector Lamps | REFERENCED_UNKNOWN | Indian
IS 16103 (Part 2):2025 | LED Modules for General Lighting Part 2 Performance Requirements (First Revision) | ETD | IEC 60050 (Part 845):1987 |  | REFERENCED_UNKNOWN | International
IS 16103 (Part 2):2025 | LED Modules for General Lighting Part 2 Performance Requirements (First Revision) | ETD | IEC 60081 |  | REFERENCED_UNKNOWN | International
IS 16103 (Part 2):2025 | LED Modules for General Lighting Part 2 Performance Requirements (First Revision) | ETD | CIE 13 (Part 3):1995 |  | REFERENCED_UNKNOWN | International
IS 16103 (Part 2):2025 | LED Modules for General Lighting Part 2 Performance Requirements (First Revision) | ETD | CIE 177:2007 |  | REFERENCED_UNKNOWN | International
IS 9815 (Part 1):2025 | Servo-Motor Operated Automatic Line Voltage Correctors Part 1 Correctors for Single-Phase Applications - Specification ( Third Revision ) | ETD | IS 302 (Part 1):2024 | Household and Similar Electrical Appliances — Safety Part 1 General Requirements (Seventh Revision) | SAFETY_STANDARD | Indian
IS 9815 (Part 1):2025 | Servo-Motor Operated Automatic Line Voltage Correctors Part 1 Correctors for Single-Phase Applications - Specification ( Third Revision ) | ETD | IS 1885 (Part 38):1993 | Electrotechnical vocabulary: Part 38 power transformers and reactors (Second Revision) | TERMINOLOGY | Indian
IS 9815 (Part 1):2025 | Servo-Motor Operated Automatic Line Voltage Correctors Part 1 Correctors for Single-Phase Applications - Specification ( Third Revision ) | ETD | IS 2026 (Part 1):2011 | Power transformers: Part 1 general (Second Revision) | REFERENCED_UNKNOWN | Indian
IS 9815 (Part 1):2025 | Servo-Motor Operated Automatic Line Voltage Correctors Part 1 Correctors for Single-Phase Applications - Specification ( Third Revision ) | ETD | IS 2026 (Part 2):2010 | Power transformers: Part 2 temperature - Rise (First Revision) | REFERENCED_UNKNOWN | Indian
IS 9815 (Part 1):2025 | Servo-Motor Operated Automatic Line Voltage Correctors Part 1 Correctors for Single-Phase Applications - Specification ( Third Revision ) | ETD | IS 4905:2015 | Random sampling and randomization procedures (First Revision) | REFERENCED_UNKNOWN | Indian
IS 9815 (Part 1):2025 | Servo-Motor Operated Automatic Line Voltage Correctors Part 1 Correctors for Single-Phase Applications - Specification ( Third Revision ) | ETD | IS 5142:1969 | Specification for continuously variable voltage auto - Transformers | COMPONENT_PRODUCT | Indian
IS 9815 (Part 1):2025 | Servo-Motor Operated Automatic Line Voltage Correctors Part 1 Correctors for Single-Phase Applications - Specification ( Third Revision ) | ETD | IS/IEC 62341 (Part 6/Sec 1):2017 | Organic light emitting diode OLED displays Part 6-1: Measuring methods of optical and electro-optical parameters | REFERENCED_UNKNOWN | Indian
IS 9815 (Part 1):2025 | Servo-Motor Operated Automatic Line Voltage Correctors Part 1 Correctors for Single-Phase Applications - Specification ( Third Revision ) | ETD | IS 17911:2022 | Thermal performance of Windows Doors and Shading Devices Detailed Calculations | REFERENCED_UNKNOWN | Indian
IS 13730 (Part 0/Sec 4):2024 | Specification for particular types of winding wires Part 0 General requirements Sec 4 glass - Fibre wound resin or varnish impregnated bare or enamelled rectangular copper wire (Third Revision) | ETD | IS 13778 (Part 2):2013 | Winding wires - Test methods: Part 2 determination of dimensions (First Revision) | TEST_METHOD | Indian
IS 13730 (Part 0/Sec 4):2024 | Specification for particular types of winding wires Part 0 General requirements Sec 4 glass - Fibre wound resin or varnish impregnated bare or enamelled rectangular copper wire (Third Revision) | ETD | IS 13778 (Part 1):2024 | Winding wires - Methods of Test Part 1 General (Second Revision) | TEST_METHOD | Indian
IS 13730 (Part 0/Sec 4):2024 | Specification for particular types of winding wires Part 0 General requirements Sec 4 glass - Fibre wound resin or varnish impregnated bare or enamelled rectangular copper wire (Third Revision) | ETD | IS 13778 (Part 3):2024 | Winding Wires - Methods of Test Part 3 Mechanical Properties ( Second Revision ) | TEST_METHOD | Indian
IS 13730 (Part 0/Sec 4):2024 | Specification for particular types of winding wires Part 0 General requirements Sec 4 glass - Fibre wound resin or varnish impregnated bare or enamelled rectangular copper wire (Third Revision) | ETD | IS 13778 (Part 4):2018 | Winding wires - Test methods: Part 4 chemical properties (Second Revision) | TEST_METHOD | Indian
IS 13730 (Part 0/Sec 4):2024 | Specification for particular types of winding wires Part 0 General requirements Sec 4 glass - Fibre wound resin or varnish impregnated bare or enamelled rectangular copper wire (Third Revision) | ETD | IS 13778 (Part 5):2012 | Winding wires - Test methods: Part 5 electrical properties (First Revision) | TEST_METHOD | Indian
IS 13730 (Part 0/Sec 4):2024 | Specification for particular types of winding wires Part 0 General requirements Sec 4 glass - Fibre wound resin or varnish impregnated bare or enamelled rectangular copper wire (Third Revision) | ETD | IS 13778 (Part 6):2018 | Winding wires - Test methods: Part 6 thermal properties (Second Revision) | TEST_METHOD | Indian
IS 13730 (Part 2):2024 | Specifications for particular types of winding wires Part 2 Solderable polyurethane enamelled round copper wire class 130 with a bonding layer | ETD | IEC 60317 (Sec-1):2013 | Specifications for particular types of winding wires – Part 0-1: General requirements – Enamelled round copper wire | COMPONENT_PRODUCT | International
IS 13730 (Part 0/Sec 2):2024 | Particular Types of Winding Wires — Specifications Part 0 General Requirements Section 2 Enamelled Rectangular Copper Wire (Third Revision) | ETD | IS 13778 (Part 2):2013 | Winding wires - Test methods: Part 2 determination of dimensions (First Revision) | TEST_METHOD | Indian
IS 13730 (Part 0/Sec 2):2024 | Particular Types of Winding Wires — Specifications Part 0 General Requirements Section 2 Enamelled Rectangular Copper Wire (Third Revision) | ETD | IS 1076 (Part 1):1985 | Preferred numbers: Part 1 series of preferred numbers (Second Revision) | REFERENCED_UNKNOWN | Indian
IS 13730 (Part 0/Sec 2):2024 | Particular Types of Winding Wires — Specifications Part 0 General Requirements Section 2 Enamelled Rectangular Copper Wire (Third Revision) | ETD | IS 13778 (Part 1):2024 | Winding wires - Methods of Test Part 1 General (Second Revision) | TEST_METHOD | Indian
IS 13730 (Part 0/Sec 2):2024 | Particular Types of Winding Wires — Specifications Part 0 General Requirements Section 2 Enamelled Rectangular Copper Wire (Third Revision) | ETD | IS 5825:2024 | Test Procedure for the Determination of the Temperature Index of Enamelled and Tape Wrapped Winding Wires (Third Revision) | REFERENCED_UNKNOWN | Indian
IS 13730 (Part 0/Sec 2):2024 | Particular Types of Winding Wires — Specifications Part 0 General Requirements Section 2 Enamelled Rectangular Copper Wire (Third Revision) | ETD | IS 1608 (Part 1):2022 | Metallic materials - Tensile testing - Part 1 : Method of test at room temperature ( Fifth Revision) | TEST_METHOD | Indian
IS 10624:2024 | High-Voltage Fuse-Links for Motor Circuit Applications — Specification (First Revision) | ETD | IS 9385 (Part 1):2024 | High-Voltage Fuses Part 1 Current-Limiting Fuses (Second Revision) | REFERENCED_UNKNOWN | Indian
IS 10624:2024 | High-Voltage Fuse-Links for Motor Circuit Applications — Specification (First Revision) | ETD | IEC 62655:2013 | Tutorial and application guide for high-voltage fuses | REFERENCED_UNKNOWN | International
IS 2993 (Part 1):2024 | a.c. Motor Capacitors Part 1 General - Performance, Testing and Rating - Safety Requirements - Guidance for Installation and Operation ( Third Revision ) | ETD | IS 2824:2007 | Method for the determination of the proof and the comparative tracking indices of solid insulating materials (Second Revision) | REFERENCED_UNKNOWN | Indian
IS 2993 (Part 1):2024 | a.c. Motor Capacitors Part 1 General - Performance, Testing and Rating - Safety Requirements - Guidance for Installation and Operation ( Third Revision ) | ETD | IS 8186:2020 | Marking Codes for Resistors and Capacitors ( First Revision ) | REFERENCED_UNKNOWN | Indian
IS 2993 (Part 1):2024 | a.c. Motor Capacitors Part 1 General - Performance, Testing and Rating - Safety Requirements - Guidance for Installation and Operation ( Third Revision ) | ETD | IS 9000 (Part 4):2020 | Environmental Testing Part 4 Tests - Test Cab: Damp Heat, Steady State ( Second Revision ) | REFERENCED_UNKNOWN | Indian
IS 2993 (Part 1):2024 | a.c. Motor Capacitors Part 1 General - Performance, Testing and Rating - Safety Requirements - Guidance for Installation and Operation ( Third Revision ) | ETD | IS/IEC 60309 (Part 1):2021 | Plugs fixed or portable socket-outlets and appliance inlets for industrial purposes Part 1: General requirements Second Revision | COMPONENT_PRODUCT | Indian
IS 2993 (Part 1):2024 | a.c. Motor Capacitors Part 1 General - Performance, Testing and Rating - Safety Requirements - Guidance for Installation and Operation ( Third Revision ) | ETD | IS/IEC 60529:2001 | Degrees of protection provided by enclosures (IP Code) | REFERENCED_UNKNOWN | Indian
IS 2993 (Part 1):2024 | a.c. Motor Capacitors Part 1 General - Performance, Testing and Rating - Safety Requirements - Guidance for Installation and Operation ( Third Revision ) | ETD | IS 326 (Part 30):2018 | Methods of sampling and test for natural and synthetic perfumery materials: Part 30 determination of peroxide value | TEST_METHOD | Indian
IS 2993 (Part 1):2024 | a.c. Motor Capacitors Part 1 General - Performance, Testing and Rating - Safety Requirements - Guidance for Installation and Operation ( Third Revision ) | ETD | IS 18341:2023 | Rigid Protective Covers for Live Working on A.C. Installation | INSTALLATION_CODE | Indian
IS 2993 (Part 1):2024 | a.c. Motor Capacitors Part 1 General - Performance, Testing and Rating - Safety Requirements - Guidance for Installation and Operation ( Third Revision ) | ETD | IS 19210:2025 | Pre-Painted Zinc-Aluminium-Magnesium Alloy Coated Steel Strip And Sheet | REFERENCED_UNKNOWN | Indian
IS 2993 (Part 1):2024 | a.c. Motor Capacitors Part 1 General - Performance, Testing and Rating - Safety Requirements - Guidance for Installation and Operation ( Third Revision ) | ETD | IS 19206 (Part 8):2025 | Photography - Photographic Grade Chemicals - Test Methods - Part 8 Determination of Volatile Matter | TEST_METHOD | Indian
IS 2993 (Part 1):2024 | a.c. Motor Capacitors Part 1 General - Performance, Testing and Rating - Safety Requirements - Guidance for Installation and Operation ( Third Revision ) | ETD | IS 19193:2025 | Non-Active Surgical Implants - Joint Replacement Implants - Specific Requirements for Knee-Joint Replacement Implants | COMPONENT_PRODUCT | Indian
IS 2993 (Part 1):2024 | a.c. Motor Capacitors Part 1 General - Performance, Testing and Rating - Safety Requirements - Guidance for Installation and Operation ( Third Revision ) | ETD | ISO 4046:2002 |  | REFERENCED_UNKNOWN | International
IS 2993 (Part 2):2024 | a.c. Motor Capacitors Part 2 Motor Start Capacitors ( Third Revision ) | ETD | IS 2824:2007 | Method for the determination of the proof and the comparative tracking indices of solid insulating materials (Second Revision) | REFERENCED_UNKNOWN | Indian
IS 2993 (Part 2):2024 | a.c. Motor Capacitors Part 2 Motor Start Capacitors ( Third Revision ) | ETD | IS 8186:2020 | Marking Codes for Resistors and Capacitors ( First Revision ) | REFERENCED_UNKNOWN | Indian
IS 2993 (Part 2):2024 | a.c. Motor Capacitors Part 2 Motor Start Capacitors ( Third Revision ) | ETD | IS 9000 (Part 4):2020 | Environmental Testing Part 4 Tests - Test Cab: Damp Heat, Steady State ( Second Revision ) | REFERENCED_UNKNOWN | Indian
IS 2993 (Part 2):2024 | a.c. Motor Capacitors Part 2 Motor Start Capacitors ( Third Revision ) | ETD | IS/IEC 60309 (Part 1):2021 | Plugs fixed or portable socket-outlets and appliance inlets for industrial purposes Part 1: General requirements Second Revision | COMPONENT_PRODUCT | Indian
IS 2993 (Part 2):2024 | a.c. Motor Capacitors Part 2 Motor Start Capacitors ( Third Revision ) | ETD | IS/IEC 60529:2001 | Degrees of protection provided by enclosures (IP Code) | REFERENCED_UNKNOWN | Indian
IS 2993 (Part 2):2024 | a.c. Motor Capacitors Part 2 Motor Start Capacitors ( Third Revision ) | ETD | IS 326 (Part 30):2018 | Methods of sampling and test for natural and synthetic perfumery materials: Part 30 determination of peroxide value | TEST_METHOD | Indian
IS 2993 (Part 2):2024 | a.c. Motor Capacitors Part 2 Motor Start Capacitors ( Third Revision ) | ETD | IS 18341:2023 | Rigid Protective Covers for Live Working on A.C. Installation | INSTALLATION_CODE | Indian
IS 2993 (Part 2):2024 | a.c. Motor Capacitors Part 2 Motor Start Capacitors ( Third Revision ) | ETD | IS 19210:2025 | Pre-Painted Zinc-Aluminium-Magnesium Alloy Coated Steel Strip And Sheet | REFERENCED_UNKNOWN | Indian
IS 2993 (Part 2):2024 | a.c. Motor Capacitors Part 2 Motor Start Capacitors ( Third Revision ) | ETD | IS 19206 (Part 8):2025 | Photography - Photographic Grade Chemicals - Test Methods - Part 8 Determination of Volatile Matter | TEST_METHOD | Indian
IS 2993 (Part 2):2024 | a.c. Motor Capacitors Part 2 Motor Start Capacitors ( Third Revision ) | ETD | IS 19193:2025 | Non-Active Surgical Implants - Joint Replacement Implants - Specific Requirements for Knee-Joint Replacement Implants | COMPONENT_PRODUCT | Indian
IS 2993 (Part 2):2024 | a.c. Motor Capacitors Part 2 Motor Start Capacitors ( Third Revision ) | ETD | ISO 4046:2002 |  | REFERENCED_UNKNOWN | International
IS 16270:2023 | Secondary cells and batteries for solar photovoltaic application - General requirements and methods of test | ETD | IS 16048 (Part 1):2021 | SECONDARY CELLS AND BATTERIES CONTAINING ALKALINE OR OTHER NON-ACID ELECTROLYTES SECONDARY SEALED CELLS AND BATTERIES FOR PORTABLE APPLICATIONS PART 1: NICKEL-CADMIUM | REFERENCED_UNKNOWN | Indian
IS 16270:2023 | Secondary cells and batteries for solar photovoltaic application - General requirements and methods of test | ETD | IS 16048 (Part 2):2021 | SECONDARY CELLS AND BATTERIES CONTAINING ALKALINE OR OTHER NON-ACID ELECTROLYTES SECONDARY SEALED CELLS AND BATTERIES FOR PORTABLE APPLICATIONS PART 2: NICKEL-METAL HYDRIDE | REFERENCED_UNKNOWN | Indian
IS 16270:2023 | Secondary cells and batteries for solar photovoltaic application - General requirements and methods of test | ETD | IS 16049:2013 | Secondary cells and batteries containing alkaline or other non - Acid electrolytes - Sealed nickel - Cadmium prismatic rechargeable single cells | REFERENCED_UNKNOWN | Indian
IS 16270:2023 | Secondary cells and batteries for solar photovoltaic application - General requirements and methods of test | ETD | IS 12834:2023 | Solar Photovoltaic Energy Systems Terms, Definitions and Symbols (Second Revision) | TERMINOLOGY | Indian
IS 16270:2023 | Secondary cells and batteries for solar photovoltaic application - General requirements and methods of test | ETD | IS 1651 : 2013 | Stationary cells and batteries, lead - Acid type (With Tubular Positive Plates) - Specification (Fourth Revision) | COMPONENT_PRODUCT | Indian
IS 16270:2023 | Secondary cells and batteries for solar photovoltaic application - General requirements and methods of test | ETD | IS 10893:1984 | Specification for sealed nickel cadmium button type rechargeable single cells | COMPONENT_PRODUCT | Indian
IS 16270:2023 | Secondary cells and batteries for solar photovoltaic application - General requirements and methods of test | ETD | IS 10918:1984 | Specification for vented type nickel cadmium batteries | COMPONENT_PRODUCT | Indian
IS 16270:2023 | Secondary cells and batteries for solar photovoltaic application - General requirements and methods of test | ETD | IS 13369:2024 | Stationary Lead-Acid Batteries with Tubular Positive Plates in Monobloc Container — Specification (First Revision) | COMPONENT_PRODUCT | Indian
IS 16270:2023 | Secondary cells and batteries for solar photovoltaic application - General requirements and methods of test | ETD | IS 15549:2005 | Stationary valve regulated lead acid batteries - Specification | COMPONENT_PRODUCT | Indian
IS 16270:2023 | Secondary cells and batteries for solar photovoltaic application - General requirements and methods of test | ETD | IS 15767:2008 | Secondary cells and batieries containing alkaline or other non - Acid electrolytes - Nickel - Cadmium prismatic secondary single cells with partial gas recombination | REFERENCED_UNKNOWN | Indian
IS 16270:2023 | Secondary cells and batteries for solar photovoltaic application - General requirements and methods of test | ETD | IS 1885 (Part 15):2008 | Electrotechnical vocabulary: Part 15 primary and secondary cells and batteries (Second Revision) | TERMINOLOGY | Indian
IS 16270:2023 | Secondary cells and batteries for solar photovoltaic application - General requirements and methods of test | ETD | IS 16220 (Part 1):2015 | General purpose lead - Acid batteries (Valve - Regulated Types): Part 1 general requirements, functional characteristics - Methods of test | TEST_METHOD | Indian
IS 16270:2023 | Secondary cells and batteries for solar photovoltaic application - General requirements and methods of test | ETD | IS 16047 (Part 3):2018 | Secondary Cells and Batteries Containing Alkaline or Other Non-Acid Electrolytes - Secondary Lithium Cells and Batteries for Portable Applications Part 3 Prismatic and Cylindrical Lithium Secondary Cells, and Batteries Made From Them ( First Revision ) | REFERENCED_UNKNOWN | Indian
IS 16270:2023 | Secondary cells and batteries for solar photovoltaic application - General requirements and methods of test | ETD | IS 16822:2019 | Secondary cells and batteries containing alkaline or other non - Acid electrolytes - Secondary lithium cells and batteries for use in industrial applications | REFERENCED_UNKNOWN | Indian
IS 16270:2023 | Secondary cells and batteries for solar photovoltaic application - General requirements and methods of test | ETD | IEC 62902 |  | REFERENCED_UNKNOWN | International
IS/IEC 62271 (Part 102):2018 | High-Voltage Switchgear and Controlgear Part 102 Alternating Current Disconnectors And Earthing Switches | ETD | 0 0 |  | REFERENCED_UNKNOWN | International
IS 1293:2019 | Plugs and Socket-Outlets for Household and Similar Purposes of Rated Voltage up to and Including 250 V and Rated Current up to and Including 16 A - Specification ( Fourth Revision ) | ETD | IS 14772:2000 | Boxes and Enclosures for Electrical Accessories for Household and Similar Fixed Electrical Installations — General Requirements ( First Revision ) | INSTALLATION_CODE | Indian
IS 1293:2019 | Plugs and Socket-Outlets for Household and Similar Purposes of Rated Voltage up to and Including 250 V and Rated Current up to and Including 16 A - Specification ( Fourth Revision ) | ETD | IS 11000 (Part 2/Sec 1):2018 | Fire hazard testing: Part 2 test methods: Sec 1 glow - Wire apparatus and common test procedure (Second Revision) | TEST_METHOD | Indian
IS 1293:2019 | Plugs and Socket-Outlets for Household and Similar Purposes of Rated Voltage up to and Including 250 V and Rated Current up to and Including 16 A - Specification ( Fourth Revision ) | ETD | IS 1401:2008 | Protection of persons and equipment by enclosures - Probes for verification (Second Revision) | REFERENCED_UNKNOWN | Indian
IS 1293:2019 | Plugs and Socket-Outlets for Household and Similar Purposes of Rated Voltage up to and Including 250 V and Rated Current up to and Including 16 A - Specification ( Fourth Revision ) | ETD | IS 14340:1996 | Brass for current carrying parts in electrical wiring accessories - Specification | COMPONENT_PRODUCT | Indian
IS 1293:2019 | Plugs and Socket-Outlets for Household and Similar Purposes of Rated Voltage up to and Including 250 V and Rated Current up to and Including 16 A - Specification ( Fourth Revision ) | ETD | IS 14763:2022 | CONDUIT SYSTEMS FOR CABLE MANAGEMENT OUTSIDE DIAMETERS OF CONDUITS FOR ELECTRICAL INSTALLATIONS AND THREADS FOR CONDUITS AND FITTINGS | INSTALLATION_CODE | Indian
IS 1293:2019 | Plugs and Socket-Outlets for Household and Similar Purposes of Rated Voltage up to and Including 250 V and Rated Current up to and Including 16 A - Specification ( Fourth Revision ) | ETD | IS 1885 (Part 74):2012 | Electrotechnical vocabulary: Part 74 electrical and magnetic devices (First Revision) | TERMINOLOGY | Indian
IS 1293:2019 | Plugs and Socket-Outlets for Household and Similar Purposes of Rated Voltage up to and Including 250 V and Rated Current up to and Including 16 A - Specification ( Fourth Revision ) | ETD | IS 2824:2007 | Method for the determination of the proof and the comparative tracking indices of solid insulating materials (Second Revision) | REFERENCED_UNKNOWN | Indian
IS 1293:2019 | Plugs and Socket-Outlets for Household and Similar Purposes of Rated Voltage up to and Including 250 V and Rated Current up to and Including 16 A - Specification ( Fourth Revision ) | ETD | IS 3854:2023 | Switches for Domestic and Similar Purposes - Specification (Third Revision) Amendment - 1 | COMPONENT_PRODUCT | Indian
IS 1293:2019 | Plugs and Socket-Outlets for Household and Similar Purposes of Rated Voltage up to and Including 250 V and Rated Current up to and Including 16 A - Specification ( Fourth Revision ) | ETD | IS 4160:2005 | Interlocking switch socket outlets - Specification (First Revision) | COMPONENT_PRODUCT | Indian
IS 1293:2019 | Plugs and Socket-Outlets for Household and Similar Purposes of Rated Voltage up to and Including 250 V and Rated Current up to and Including 16 A - Specification ( Fourth Revision ) | ETD | IS 694:2010 | Polyvinyl chloride insulated unsheathed and sheathed cables/cords with rigid and flexible conductor for rated voltages up to and including 1 100 V (Fourth Revision) | REFERENCED_UNKNOWN | Indian
IS 1293:2019 | Plugs and Socket-Outlets for Household and Similar Purposes of Rated Voltage up to and Including 250 V and Rated Current up to and Including 16 A - Specification ( Fourth Revision ) | ETD | IS 9000 (Part 7/Sec 7):2020 | Environmental Testing Part 7 Tests Section 7 Test Eh: Hammer tests ( First Revision ) | REFERENCED_UNKNOWN | Indian
IS 1293:2019 | Plugs and Socket-Outlets for Household and Similar Purposes of Rated Voltage up to and Including 250 V and Rated Current up to and Including 16 A - Specification ( Fourth Revision ) | ETD | IS 9968 (Part 1):2025 | Elastomer Insulated Cables - Specification Part 1 for Working Voltages up to and including 1100 volts (Second Revision) | COMPONENT_PRODUCT | Indian
IS 1293:2019 | Plugs and Socket-Outlets for Household and Similar Purposes of Rated Voltage up to and Including 250 V and Rated Current up to and Including 16 A - Specification ( Fourth Revision ) | ETD | IS 9000 (Part 5/Sec 1 AND 2):1981 | Basic environmental testing procedures for electronic and electrical items: Part 5 damp heat (Cyclic) test | REFERENCED_UNKNOWN | Indian
IS 1293:2019 | Plugs and Socket-Outlets for Household and Similar Purposes of Rated Voltage up to and Including 250 V and Rated Current up to and Including 16 A - Specification ( Fourth Revision ) | ETD | IS/IEC 61058 (Part 1):2016 | Switches for appliances: Part 1 general requirements First revision | COMPONENT_PRODUCT | Indian
IS 1293:2019 | Plugs and Socket-Outlets for Household and Similar Purposes of Rated Voltage up to and Including 250 V and Rated Current up to and Including 16 A - Specification ( Fourth Revision ) | ETD | IS/IEC 60529:2001 | Degrees of protection provided by enclosures (IP Code) | REFERENCED_UNKNOWN | Indian
IS 1293:2019 | Plugs and Socket-Outlets for Household and Similar Purposes of Rated Voltage up to and Including 250 V and Rated Current up to and Including 16 A - Specification ( Fourth Revision ) | ETD | IEC 60068 (Part 2/Sec 31):2008 |  | REFERENCED_UNKNOWN | International
IS 694:2010 | Polyvinyl chloride insulated unsheathed and sheathed cables/cords with rigid and flexible conductor for rated voltages up to and including 1 100 V (Fourth Revision) | ETD | IS 10418:2024 | Drums for Electric Cables - Specification (First Revision) | COMPONENT_PRODUCT | Indian
IS 694:2010 | Polyvinyl chloride insulated unsheathed and sheathed cables/cords with rigid and flexible conductor for rated voltages up to and including 1 100 V (Fourth Revision) | ETD | IS 10810 (Part 1):1984 | Methods of test for cables: Part 1 annealing test for wires used as conductors | TEST_METHOD | Indian
IS 694:2010 | Polyvinyl chloride insulated unsheathed and sheathed cables/cords with rigid and flexible conductor for rated voltages up to and including 1 100 V (Fourth Revision) | ETD | IS 10810 (Part 10):1984 | Methods of test for cables: Part 10 loss of mass test | TEST_METHOD | Indian
IS 694:2010 | Polyvinyl chloride insulated unsheathed and sheathed cables/cords with rigid and flexible conductor for rated voltages up to and including 1 100 V (Fourth Revision) | ETD | IS 10810 (Part 11):1984 | Methods of test for cables: Part 11 thermal ageing in air | TEST_METHOD | Indian
IS 694:2010 | Polyvinyl chloride insulated unsheathed and sheathed cables/cords with rigid and flexible conductor for rated voltages up to and including 1 100 V (Fourth Revision) | ETD | IS 10810 (Part 12):1984 | Methods of test for cables: Part 12 shrinkage test | TEST_METHOD | Indian
IS 694:2010 | Polyvinyl chloride insulated unsheathed and sheathed cables/cords with rigid and flexible conductor for rated voltages up to and including 1 100 V (Fourth Revision) | ETD | IS 10810 (Part 14):1984 | Methods of test for cables: Part 14 heat shock test | TEST_METHOD | Indian
IS 694:2010 | Polyvinyl chloride insulated unsheathed and sheathed cables/cords with rigid and flexible conductor for rated voltages up to and including 1 100 V (Fourth Revision) | ETD | IS 10810 (Part 15):1984 | Methods of test for cables: Part 15 hot deformation test | TEST_METHOD | Indian
IS 694:2010 | Polyvinyl chloride insulated unsheathed and sheathed cables/cords with rigid and flexible conductor for rated voltages up to and including 1 100 V (Fourth Revision) | ETD | IS 10810 (Part 2):1984 | Methods of test for cables: Part 2 tensile test for aluminium wires | TEST_METHOD | Indian
IS 694:2010 | Polyvinyl chloride insulated unsheathed and sheathed cables/cords with rigid and flexible conductor for rated voltages up to and including 1 100 V (Fourth Revision) | ETD | IS 10810 (Part 20):1984 | Methods of test for cables: Part 20 cold bend test | TEST_METHOD | Indian
IS 694:2010 | Polyvinyl chloride insulated unsheathed and sheathed cables/cords with rigid and flexible conductor for rated voltages up to and including 1 100 V (Fourth Revision) | ETD | IS 10810 (Part 21):1984 | Methods of test for cables: Part 21 cold impact test | TEST_METHOD | Indian
IS 694:2010 | Polyvinyl chloride insulated unsheathed and sheathed cables/cords with rigid and flexible conductor for rated voltages up to and including 1 100 V (Fourth Revision) | ETD | IS 10810 (Part 3):1984 | Methods of test for cables: Part 3 wrapping test for aluminium wires | TEST_METHOD | Indian
IS 694:2010 | Polyvinyl chloride insulated unsheathed and sheathed cables/cords with rigid and flexible conductor for rated voltages up to and including 1 100 V (Fourth Revision) | ETD | IS 10810 (Part 4):1984 | Methods of test for cables: Part 4 persulphate test of conductor | TEST_METHOD | Indian
IS 694:2010 | Polyvinyl chloride insulated unsheathed and sheathed cables/cords with rigid and flexible conductor for rated voltages up to and including 1 100 V (Fourth Revision) | ETD | IS 10810 (Part 43):1984 | Methods of test for cables: Part 43 insulation resistance | TEST_METHOD | Indian
IS 694:2010 | Polyvinyl chloride insulated unsheathed and sheathed cables/cords with rigid and flexible conductor for rated voltages up to and including 1 100 V (Fourth Revision) | ETD | IS 10810 (Part 44):1984 | Methods of test for cables: Part 44 spark test | TEST_METHOD | Indian
IS 694:2010 | Polyvinyl chloride insulated unsheathed and sheathed cables/cords with rigid and flexible conductor for rated voltages up to and including 1 100 V (Fourth Revision) | ETD | IS 10810 (Part 45):1984 | Methods of test for cables:Part 45 high voltage test | TEST_METHOD | Indian
IS 694:2010 | Polyvinyl chloride insulated unsheathed and sheathed cables/cords with rigid and flexible conductor for rated voltages up to and including 1 100 V (Fourth Revision) | ETD | IS 10810 (Part 5):1984 | Methods of test for cables: Part 5 conductor resistance test | TEST_METHOD | Indian
IS 694:2010 | Polyvinyl chloride insulated unsheathed and sheathed cables/cords with rigid and flexible conductor for rated voltages up to and including 1 100 V (Fourth Revision) | ETD | IS 10810 (Part 53):1984 | Methods of test for cables: Part 53 flammability test | TEST_METHOD | Indian
IS 694:2010 | Polyvinyl chloride insulated unsheathed and sheathed cables/cords with rigid and flexible conductor for rated voltages up to and including 1 100 V (Fourth Revision) | ETD | IS 10810 (Part 58):1998 | Method of tests for cables:Part 58 oxygen index test | TEST_METHOD | Indian
IS 694:2010 | Polyvinyl chloride insulated unsheathed and sheathed cables/cords with rigid and flexible conductor for rated voltages up to and including 1 100 V (Fourth Revision) | ETD | IS 10810 (Part 59):1988 | Methods of test for cables Part 59 determination of the amount of halogen acid gas evolved during combustion of polymeric materials taken from cables | TEST_METHOD | Indian
IS 694:2010 | Polyvinyl chloride insulated unsheathed and sheathed cables/cords with rigid and flexible conductor for rated voltages up to and including 1 100 V (Fourth Revision) | ETD | IS 10810 (Part 6):1984 | Methods of test for cables: Part 6 thickness of thermoplastic and elastomeric insulation and sheath | TEST_METHOD | Indian
IS 694:2010 | Polyvinyl chloride insulated unsheathed and sheathed cables/cords with rigid and flexible conductor for rated voltages up to and including 1 100 V (Fourth Revision) | ETD | IS 10810 (Part 60):1988 | Methods of test for cables: Part 60 thermal stability of PVC insulation and sheath | TEST_METHOD | Indian
IS 694:2010 | Polyvinyl chloride insulated unsheathed and sheathed cables/cords with rigid and flexible conductor for rated voltages up to and including 1 100 V (Fourth Revision) | ETD | IS 10810 (Part 64):2003 | Methods of test for cables: Part 64 measurement of temperature index | TEST_METHOD | Indian
IS 694:2010 | Polyvinyl chloride insulated unsheathed and sheathed cables/cords with rigid and flexible conductor for rated voltages up to and including 1 100 V (Fourth Revision) | ETD | IS 10810 (Part 7):1984 | Methods of test for cables: Part 7 tensile strength and elongation at break of thermoplastic and elastomeric iNsulation and sheath | TEST_METHOD | Indian
IS 694:2010 | Polyvinyl chloride insulated unsheathed and sheathed cables/cords with rigid and flexible conductor for rated voltages up to and including 1 100 V (Fourth Revision) | ETD | IS 1885 (Part 32):2019 | Electrotechnical Vocabulary Part 32 Electric Cables ( Second Revision ) | TERMINOLOGY | Indian
IS 694:2010 | Polyvinyl chloride insulated unsheathed and sheathed cables/cords with rigid and flexible conductor for rated voltages up to and including 1 100 V (Fourth Revision) | ETD | IS 4905:2015 | Random sampling and randomization procedures (First Revision) | REFERENCED_UNKNOWN | Indian
IS 694:2010 | Polyvinyl chloride insulated unsheathed and sheathed cables/cords with rigid and flexible conductor for rated voltages up to and including 1 100 V (Fourth Revision) | ETD | IS 5831:1984 | Specification for PVC insulation and sheath of electric cables (First Revision) | COMPONENT_PRODUCT | Indian
IS 694:2010 | Polyvinyl chloride insulated unsheathed and sheathed cables/cords with rigid and flexible conductor for rated voltages up to and including 1 100 V (Fourth Revision) | ETD | IS 8130:2013 | Conductors for insulated electric cables and flexible cords - Specification (Second Revision) | COMPONENT_PRODUCT | Indian
IS 694:2010 | Polyvinyl chloride insulated unsheathed and sheathed cables/cords with rigid and flexible conductor for rated voltages up to and including 1 100 V (Fourth Revision) | ETD | IS 10810 (Part 0):1984 | Methods of test for cables Part 0 General | TEST_METHOD | Indian
IS 694:2010 | Polyvinyl chloride insulated unsheathed and sheathed cables/cords with rigid and flexible conductor for rated voltages up to and including 1 100 V (Fourth Revision) | ETD | IEC 60227 (Part-1):2024 | Polyvinyl chloride insulated cables of rated voltages up to and including 450/750 V — Part 1: General requirements | COMPONENT_PRODUCT | International
IS 694:2010 | Polyvinyl chloride insulated unsheathed and sheathed cables/cords with rigid and flexible conductor for rated voltages up to and including 1 100 V (Fourth Revision) | ETD | IEC 63294 (Part-2):2021 | Polyinyl chloride insulated cables of rated voltages up to and including 450/750 V Part 2 Test method | TEST_METHOD | International
IS 694:2010 | Polyvinyl chloride insulated unsheathed and sheathed cables/cords with rigid and flexible conductor for rated voltages up to and including 1 100 V (Fourth Revision) | ETD | IEC 60227 (Part-3):2024 | Polyvinyl chloride insulated cables of rated voltages up to and including 450/750 V - Part 3: Non-sheathed cables for fixed wiring | REFERENCED_UNKNOWN | International
IS 694:2010 | Polyvinyl chloride insulated unsheathed and sheathed cables/cords with rigid and flexible conductor for rated voltages up to and including 1 100 V (Fourth Revision) | ETD | IEC 60227 (Part-4):2024 | Polyvinyl chloride insulated cables of rated voltages up to and including 450/750 V - Part 4: Sheathed cables for fixed wiring | REFERENCED_UNKNOWN | International
IS 694:2010 | Polyvinyl chloride insulated unsheathed and sheathed cables/cords with rigid and flexible conductor for rated voltages up to and including 1 100 V (Fourth Revision) | ETD | IEC 60227 (Part-5):2024 | Polyvinyl chloride insulated cables of rated voltages up to and including 450/750 V — Part 5: Flexible cables (cords) | REFERENCED_UNKNOWN | International
IS 694:2010 | Polyvinyl chloride insulated unsheathed and sheathed cables/cords with rigid and flexible conductor for rated voltages up to and including 1 100 V (Fourth Revision) | ETD | IEC 60719:1992 | Calculation of the lower and upper limits for the average outer dimensions of cables with circular copper conductors and of rated voltages up to and including 450/750 V | REFERENCED_UNKNOWN | International
IS 694:2010 | Polyvinyl chloride insulated unsheathed and sheathed cables/cords with rigid and flexible conductor for rated voltages up to and including 1 100 V (Fourth Revision) | ETD | IEC 60228:2023 | Conductors of insulated cables | REFERENCED_UNKNOWN | International
IS 12615:2026 | Line Operated Three Phase ac Motors IE CODE Efficiency Classes and Performance Specification | ETD | IEC 60034 (Part-30) (Sec-1):2014 | Rotating electrical machines — Part 30-1: Efficiency classes of line operated AC motors (IE code) | REFERENCED_UNKNOWN | International
IS 12615:2026 | Line Operated Three Phase ac Motors IE CODE Efficiency Classes and Performance Specification | ETD | IEC 60034 (Part-30) (Sec-1):2025 | Rotating electrical machines — Part 30-1: Efficiency classes of line operated AC motors (IE code) | REFERENCED_UNKNOWN | International
IS 12615:2026 | Line Operated Three Phase ac Motors IE CODE Efficiency Classes and Performance Specification | ETD | IEC 60034 (Part-29):2008 | Rotating electrical machines — Part 29: Equivalent loading and superposition techniques — Indirect testing to determine temperature rise | REFERENCED_UNKNOWN | International
IS 12615:2026 | Line Operated Three Phase ac Motors IE CODE Efficiency Classes and Performance Specification | ETD | IS 1231:2019 | Dimensions and Output Series of Foot Mounted Induction Motors — Frame Numbers 56 to 315 L ( Fourth Revision ) | REFERENCED_UNKNOWN | Indian
IS 12615:2026 | Line Operated Three Phase ac Motors IE CODE Efficiency Classes and Performance Specification | ETD | IS 8223:1999 | Dimensions and output series for rotating electrical machines (First Revision) | REFERENCED_UNKNOWN | Indian
IS 12615:2026 | Line Operated Three Phase ac Motors IE CODE Efficiency Classes and Performance Specification | ETD | IS/IEC 60034 (Part 8):2014 | Rotating Electrical Machines Part 8 Terminal Markings and Direction of Rotation ( Third Revision ) | REFERENCED_UNKNOWN | Indian
IS 12615:2026 | Line Operated Three Phase ac Motors IE CODE Efficiency Classes and Performance Specification | ETD | IS/IEC 60079 (Part 0):2017 | Explosive Atmospheres Part 0 Equipment — General Requirements ( Third Revision ) | COMPONENT_PRODUCT | Indian
IS 12615:2026 | Line Operated Three Phase ac Motors IE CODE Efficiency Classes and Performance Specification | ETD | IS/IEC 60034 (Part 27/Sec 4):2018 | Rotating Electrical Machines Part 27 Winding Insulation of Rotating Electrical Machines Section 4 Measurement of insulation resistance and polarization index | REFERENCED_UNKNOWN | Indian
IS 12615:2026 | Line Operated Three Phase ac Motors IE CODE Efficiency Classes and Performance Specification | ETD | IS 1885 (Part 35):2021 | Electrotechnical Vocabulary: Part 35 Rotating Machinery ( Second Revision ) | TERMINOLOGY | Indian
IS 12615:2026 | Line Operated Three Phase ac Motors IE CODE Efficiency Classes and Performance Specification | ETD | IS 12075:2024 | Mechanical Vibration of Rotating Electrical Machines with Shaft Heights 56 mm and Higher —Measurement, Evaluation and Limits of Vibration Severity (IEC 60034-14 : 2018, MOD) (Second Revision) | REFERENCED_UNKNOWN | Indian
IS 12615:2026 | Line Operated Three Phase ac Motors IE CODE Efficiency Classes and Performance Specification | ETD | IS 12065:2025 | Permissible limits of noise levels for rotating electrical machines (First Revision) | REFERENCED_UNKNOWN | Indian
IS 12615:2026 | Line Operated Three Phase ac Motors IE CODE Efficiency Classes and Performance Specification | ETD | IS/IEC 60034 (Part 5):2020 | Rotating electrical machines Part 5 Degrees of protection provided by the integral design of rotating electrical machines IP code - Classification (Third Revision) | REFERENCED_UNKNOWN | Indian
IS 12615:2026 | Line Operated Three Phase ac Motors IE CODE Efficiency Classes and Performance Specification | ETD | IS/IEC 60034 (Part 1):2022 | Rotating electrical machines - Part 1: Rating and performance | REFERENCED_UNKNOWN | Indian
IS 12615:2026 | Line Operated Three Phase ac Motors IE CODE Efficiency Classes and Performance Specification | ETD | IS/IEC 60034 (Part 2/Sec 1):2024 | Rotating Electrical Machines Part 2 Determining Losses and Efficiency from Tests Section 1 Standard Methods (Excluding Machines for Traction Vehicles) | REFERENCED_UNKNOWN | Indian
IS 12615:2026 | Line Operated Three Phase ac Motors IE CODE Efficiency Classes and Performance Specification | ETD | IS 2223:2025 | Dimensions of flange mounted AC induction motors (third revision) | REFERENCED_UNKNOWN | Indian
IS 12615:2026 | Line Operated Three Phase ac Motors IE CODE Efficiency Classes and Performance Specification | ETD | IS 2254:2026 | Dimensions of vertical shaft motors for pumps | REFERENCED_UNKNOWN | Indian
IS 8572:2025 | Paper - Covered flexible / stranded copper conductors for transformer leads - Specification | ETD | IS 8130:2013 | Conductors for insulated electric cables and flexible cords - Specification (Second Revision) | COMPONENT_PRODUCT | Indian
IS 8572:2025 | Paper - Covered flexible / stranded copper conductors for transformer leads - Specification | ETD | IS 9335 (Part 3/Sec 1):1984 | Specification for cellulosic papers for electrical purposes: Part 3 specifications for individual materials: Sec 1 general purpose electrical paper | COMPONENT_PRODUCT | Indian
IS/IEC 61730 (Part 1):2023 | Photovoltaic (PV) Module Safety Qualification Part 1 Requirements for Construction (Second Revision) | ETD | IS 8504 (Part 2):2013 | Electrical insulating materials - Thermal endurance properties: Part 2 determination of thermal endurance properties of electrical insulating materials - Choice of test criteria (First Revision) | REFERENCED_UNKNOWN | Indian
IS/IEC 61730 (Part 1):2023 | Photovoltaic (PV) Module Safety Qualification Part 1 Requirements for Construction (Second Revision) | ETD | IS 8504 (Part 6):2012 | Electrical insulating materials - Thermal endurance properties: Part 6 determination of relative thermal endurance index (RTE) of an insulating material | REFERENCED_UNKNOWN | Indian
IS/IEC 61730 (Part 1):2023 | Photovoltaic (PV) Module Safety Qualification Part 1 Requirements for Construction (Second Revision) | ETD | IS 15382 (Part 1):2022 | Insulation Coordination for Equipment Within Low-Voltage Systems Part 1 Principles Requirements and Tests | COMPONENT_PRODUCT | Indian
IS/IEC 61730 (Part 1):2023 | Photovoltaic (PV) Module Safety Qualification Part 1 Requirements for Construction (Second Revision) | ETD | IS 15382 (Part 2/Sec 1):2014 | Insulation coordination for equipment within low - Voltage systems: Part 2 application guide: Sec 1 explanation of the application of the IEC 60664 series, dimensioning examples and dielectric testing (First Revision) | REFERENCED_UNKNOWN | Indian
IS/IEC 61730 (Part 1):2023 | Photovoltaic (PV) Module Safety Qualification Part 1 Requirements for Construction (Second Revision) | ETD | IS 15382 (Part 3):2019 | Insulation Coordination for Equipment within Low-Voltage Systems Part 3 Use of Coating, Potting or Moulding for Protection against Pollution (First Revision) | REFERENCED_UNKNOWN | Indian
IS/IEC 61730 (Part 1):2023 | Photovoltaic (PV) Module Safety Qualification Part 1 Requirements for Construction (Second Revision) | ETD | IS 2824:2007 | Method for the determination of the proof and the comparative tracking indices of solid insulating materials (Second Revision) | REFERENCED_UNKNOWN | Indian
IS/IEC 61730 (Part 1):2023 | Photovoltaic (PV) Module Safety Qualification Part 1 Requirements for Construction (Second Revision) | ETD | IS 3448:2014 | Rice bran oil - Specification (Third Revision) | COMPONENT_PRODUCT | Indian
IS/IEC 61730 (Part 1):2023 | Photovoltaic (PV) Module Safety Qualification Part 1 Requirements for Construction (Second Revision) | ETD | IS 4165:1991 | Thermostats for general purpose electric ovens | REFERENCED_UNKNOWN | Indian
IS/IEC 61730 (Part 1):2023 | Photovoltaic (PV) Module Safety Qualification Part 1 Requirements for Construction (Second Revision) | ETD | IS 4687:2025 | GASKETS AND PACKINGS GLAND PACKINGS ASBESTOS SPECIFICATION Third Revision | COMPONENT_PRODUCT | Indian
IS/IEC 61730 (Part 1):2023 | Photovoltaic (PV) Module Safety Qualification Part 1 Requirements for Construction (Second Revision) | ETD | IS 514:2025 | Textiles Mercerized Cotton Fabrics for Covering Aircrafts and gliders Specification ( Fourth Revision ) | COMPONENT_PRODUCT | Indian
IS/IEC 61730 (Part 1):2023 | Photovoltaic (PV) Module Safety Qualification Part 1 Requirements for Construction (Second Revision) | ETD | IS 5326:2025 | LifeBuoys - Specification | COMPONENT_PRODUCT | Indian
IS/IEC 61730 (Part 1):2023 | Photovoltaic (PV) Module Safety Qualification Part 1 Requirements for Construction (Second Revision) | ETD | IS 5327:1969 | Specification for rigid bailers for lifeboats | COMPONENT_PRODUCT | Indian
IS/IEC 61730 (Part 1):2023 | Photovoltaic (PV) Module Safety Qualification Part 1 Requirements for Construction (Second Revision) | ETD | IS 5328:1969 | Method of test for determination of chemical composition of asbestos fibre | TEST_METHOD | Indian
IS/IEC 61730 (Part 1):2023 | Photovoltaic (PV) Module Safety Qualification Part 1 Requirements for Construction (Second Revision) | ETD | IS 533:2007 | Gum spirit of turpentine (Oil Of Turpentine) - specification (Third Revision) | COMPONENT_PRODUCT | Indian
IS/IEC 61730 (Part 1):2023 | Photovoltaic (PV) Module Safety Qualification Part 1 Requirements for Construction (Second Revision) | ETD | IS 5330:1984 | Criteria for design of anchor blocks for penstocks with expansion joints (First Revision) | REFERENCED_UNKNOWN | Indian
IS/IEC 61730 (Part 1):2023 | Photovoltaic (PV) Module Safety Qualification Part 1 Requirements for Construction (Second Revision) | ETD | IS 8504 (Part 1):2012 | Electrical insulating materials - Thermal endurance properties: Part 1 ageing procedures and evaluation of test results (Second Revision) | REFERENCED_UNKNOWN | Indian
IS/IEC 61730 (Part 1):2023 | Photovoltaic (PV) Module Safety Qualification Part 1 Requirements for Construction (Second Revision) | ETD | IS/IEC 60529:2001 | Degrees of protection provided by enclosures (IP Code) | REFERENCED_UNKNOWN | Indian
IS/IEC 61730 (Part 1):2023 | Photovoltaic (PV) Module Safety Qualification Part 1 Requirements for Construction (Second Revision) | ETD | IEC 61215 (Part 1) |  | REFERENCED_UNKNOWN | International
IS/IEC 61730 (Part 1):2023 | Photovoltaic (PV) Module Safety Qualification Part 1 Requirements for Construction (Second Revision) | ETD | IEC 61215 (Part 2) |  | REFERENCED_UNKNOWN | International
IS 996:2025 | SINGLE PHASE ac INDUCTION MOTORS FOR GENERAL PURPOSE (Fouth Revision) | ETD | IS 302 (Part 1):2024 | Household and Similar Electrical Appliances — Safety Part 1 General Requirements (Seventh Revision) | SAFETY_STANDARD | Indian
IS 996:2025 | SINGLE PHASE ac INDUCTION MOTORS FOR GENERAL PURPOSE (Fouth Revision) | ETD | IS 12065:2025 | Permissible limits of noise levels for rotating electrical machines (First Revision) | REFERENCED_UNKNOWN | Indian
IS 996:2025 | SINGLE PHASE ac INDUCTION MOTORS FOR GENERAL PURPOSE (Fouth Revision) | ETD | IS 12075:2024 | Mechanical Vibration of Rotating Electrical Machines with Shaft Heights 56 mm and Higher —Measurement, Evaluation and Limits of Vibration Severity (IEC 60034-14 : 2018, MOD) (Second Revision) | REFERENCED_UNKNOWN | Indian
IS 996:2025 | SINGLE PHASE ac INDUCTION MOTORS FOR GENERAL PURPOSE (Fouth Revision) | ETD | IS 1231:2019 | Dimensions and Output Series of Foot Mounted Induction Motors — Frame Numbers 56 to 315 L ( Fourth Revision ) | REFERENCED_UNKNOWN | Indian
IS 996:2025 | SINGLE PHASE ac INDUCTION MOTORS FOR GENERAL PURPOSE (Fouth Revision) | ETD | IS 12360:2026 | VOLTAGE BANDS FOR ELECTRICAL INSTALLATIONS INCLUDING PREFERRED VOLTAGE AND FREQUENCY | INSTALLATION_CODE | Indian
IS 996:2025 | SINGLE PHASE ac INDUCTION MOTORS FOR GENERAL PURPOSE (Fouth Revision) | ETD | IS 1271:2012 | Electrical insulation - Thermal evaluation and designation (Second Revision) | REFERENCED_UNKNOWN | Indian
IS 996:2025 | SINGLE PHASE ac INDUCTION MOTORS FOR GENERAL PURPOSE (Fouth Revision) | ETD | IS 1391 (Part 1):2023 | Room Air Conditioners Specification Part 1 Unitary Air Conditioners Fourth Revision | COMPONENT_PRODUCT | Indian
IS 996:2025 | SINGLE PHASE ac INDUCTION MOTORS FOR GENERAL PURPOSE (Fouth Revision) | ETD | IS 1475:2024 | Drinking Water Coolers - Specification (Fourth Revision) | COMPONENT_PRODUCT | Indian
IS 996:2025 | SINGLE PHASE ac INDUCTION MOTORS FOR GENERAL PURPOSE (Fouth Revision) | ETD | IS 1885 (Part 1):1961 | Electrotechnical vocabulary: Part 1 fundamental definitions | TERMINOLOGY | Indian
IS 996:2025 | SINGLE PHASE ac INDUCTION MOTORS FOR GENERAL PURPOSE (Fouth Revision) | ETD | IS 1885 (Part 35):2021 | Electrotechnical Vocabulary: Part 35 Rotating Machinery ( Second Revision ) | TERMINOLOGY | Indian
IS 996:2025 | SINGLE PHASE ac INDUCTION MOTORS FOR GENERAL PURPOSE (Fouth Revision) | ETD | IS 2223:2025 | Dimensions of flange mounted AC induction motors (third revision) | REFERENCED_UNKNOWN | Indian
IS 996:2025 | SINGLE PHASE ac INDUCTION MOTORS FOR GENERAL PURPOSE (Fouth Revision) | ETD | IS 2993 (Part 2):2024 | a.c. Motor Capacitors Part 2 Motor Start Capacitors ( Third Revision ) | REFERENCED_UNKNOWN | Indian
IS 996:2025 | SINGLE PHASE ac INDUCTION MOTORS FOR GENERAL PURPOSE (Fouth Revision) | ETD | IS 4905:2015 | Random sampling and randomization procedures (First Revision) | REFERENCED_UNKNOWN | Indian
IS 996:2025 | SINGLE PHASE ac INDUCTION MOTORS FOR GENERAL PURPOSE (Fouth Revision) | ETD | IS 6362:1995 | Designation of methods of cooling of rotating electrical machines (First Revision) | REFERENCED_UNKNOWN | Indian
IS 996:2025 | SINGLE PHASE ac INDUCTION MOTORS FOR GENERAL PURPOSE (Fouth Revision) | ETD | IS 7572:1974 | Guide for testing single - Phase AC and universal motors | REFERENCED_UNKNOWN | Indian
IS 996:2025 | SINGLE PHASE ac INDUCTION MOTORS FOR GENERAL PURPOSE (Fouth Revision) | ETD | IS 8148:2018 | Ducted and package air - Conditioners - Specification (Second Revision) | COMPONENT_PRODUCT | Indian
IS 996:2025 | SINGLE PHASE ac INDUCTION MOTORS FOR GENERAL PURPOSE (Fouth Revision) | ETD | IS 900:2019 | Code of Practice for Storage, Installation and Maintenance of Induction Motors ( Third Revision ) | INSTALLATION_CODE | Indian
IS 996:2025 | SINGLE PHASE ac INDUCTION MOTORS FOR GENERAL PURPOSE (Fouth Revision) | ETD | IS/IEC 60034 (Part 8):2014 | Rotating Electrical Machines Part 8 Terminal Markings and Direction of Rotation ( Third Revision ) | REFERENCED_UNKNOWN | Indian
IS 996:2025 | SINGLE PHASE ac INDUCTION MOTORS FOR GENERAL PURPOSE (Fouth Revision) | ETD | IS/IEC 60068 (Part 2/Sec 2):2007 | Environmental Testing Part 2: Tests - Test B Section 2: Dry Heat | REFERENCED_UNKNOWN | Indian
IS 996:2025 | SINGLE PHASE ac INDUCTION MOTORS FOR GENERAL PURPOSE (Fouth Revision) | ETD | IS/IEC 60068 (Part 2/Sec 30):2005 | Environmental testing Part 2 Tests Section 30 Test Db: Damp heat cyclic 12 h 12 h cycle | REFERENCED_UNKNOWN | Indian
IS 996:2025 | SINGLE PHASE ac INDUCTION MOTORS FOR GENERAL PURPOSE (Fouth Revision) | ETD | IS/IEC 60034 (Part 1):2022 | Rotating electrical machines - Part 1: Rating and performance | REFERENCED_UNKNOWN | Indian
IS/IEC 60127 (Part 2):2014 | Miniature fuses Part 2 Cartridge fuse-links (Second Revision) | ETD | IS 9000 (Part 19/Sec 1 to 5):1986 | Basic environmental testing procedures for electronic and electrical items: Part 19 test u: robustness of terminations and integral mounting devices (First Revision) | REFERENCED_UNKNOWN | Indian
IS/IEC 60127 (Part 2):2014 | Miniature fuses Part 2 Cartridge fuse-links (Second Revision) | ETD | IS/IEC 60068 (Part 2/Sec 20):2021 | Environmental testing Part 2 Tests Section 20 Tests Ta and Tb: Test methods for solderability and resistance to soldering heat of devices with leads | TEST_METHOD | Indian
IS/IEC 60127 (Part 1):2023 | Miniature Fuses Part 1 Definitions for Miniature Fuses and General Requirements for Miniature Fuse-Links (Second Revision) | ETD | IS 12360:2026 | VOLTAGE BANDS FOR ELECTRICAL INSTALLATIONS INCLUDING PREFERRED VOLTAGE AND FREQUENCY | INSTALLATION_CODE | Indian
IS/IEC 60127 (Part 1):2023 | Miniature Fuses Part 1 Definitions for Miniature Fuses and General Requirements for Miniature Fuse-Links (Second Revision) | ETD | IS/IEC 60127 (Part 6):2023 | Miniature Fuses Part 6 Fuse-Holders for Miniature Fuse-Links (First Revision) | REFERENCED_UNKNOWN | Indian
IS 13730 (Part 17):2024 | Specification for particular types of winding wires Part 17 Polyvinyl acetal enamelled rectangular copper wire class 105 (SECOND REVISION) | ETD | IEC 60317 (Sec-2):2020 | Specifications for particular types of winding wires – Part 0-2: General requirements – Enamelled rectangular copper wire | COMPONENT_PRODUCT | International
IS/IEC 62271 (Part 200):2021 | High-voltage switchgear and Controlgear Part 200 AC metal-enclosed switchgear and Controlgear for rated voltages above 1 kV and up to and Including 52 kV | ETD | IS 1885 (Part 17):2024 | Electrotechnical Vocabulary Part 17 Switchgear and Control Gear (Second Revision) | TERMINOLOGY | Indian
IS/IEC 62271 (Part 200):2021 | High-voltage switchgear and Controlgear Part 200 AC metal-enclosed switchgear and Controlgear for rated voltages above 1 kV and up to and Including 52 kV | ETD | IS 1885 (Part 74):2012 | Electrotechnical vocabulary: Part 74 electrical and magnetic devices (First Revision) | TERMINOLOGY | Indian
IS/IEC 62271 (Part 200):2021 | High-voltage switchgear and Controlgear Part 200 AC metal-enclosed switchgear and Controlgear for rated voltages above 1 kV and up to and Including 52 kV | ETD | IS 2071 (Part 1):2016 | High - Voltage test techniques: Part 1 general definitions and test requirements (Third Revision) | TERMINOLOGY | Indian
IS/IEC 62271 (Part 200):2021 | High-voltage switchgear and Controlgear Part 200 AC metal-enclosed switchgear and Controlgear for rated voltages above 1 kV and up to and Including 52 kV | ETD | IS/IEC 62271 (Part 201):2014 | High-Voltage Switchgear and Controlgear Part 201 ac Solid-Insulation Enclosed Switchgear and Controlgear for Rated Voltages Above 1 kV up to and Including 52 kV ( First Revision ) | REFERENCED_UNKNOWN | Indian
IS/IEC 62271 (Part 200):2021 | High-voltage switchgear and Controlgear Part 200 AC metal-enclosed switchgear and Controlgear for rated voltages above 1 kV and up to and Including 52 kV | ETD | IS/IEC 60529:2001 | Degrees of protection provided by enclosures (IP Code) | REFERENCED_UNKNOWN | Indian
IS/IEC 62271 (Part 200):2021 | High-voltage switchgear and Controlgear Part 200 AC metal-enclosed switchgear and Controlgear for rated voltages above 1 kV and up to and Including 52 kV | ETD | IS/IEC 61730 (Part 1):2023 | Photovoltaic (PV) Module Safety Qualification Part 1 Requirements for Construction (Second Revision) | COMPONENT_PRODUCT | Indian
IS/IEC 62271 (Part 200):2021 | High-voltage switchgear and Controlgear Part 200 AC metal-enclosed switchgear and Controlgear for rated voltages above 1 kV and up to and Including 52 kV | ETD | IS 16102 (Part 1):2026 | Self-Ballasted LED Lamps for General Lighting Services Part 1 Safety Requirements (First Revision) | SAFETY_STANDARD | Indian
IS/IEC 62271 (Part 200):2021 | High-voltage switchgear and Controlgear Part 200 AC metal-enclosed switchgear and Controlgear for rated voltages above 1 kV and up to and Including 52 kV | ETD | IS/IEC 60270:2000 | High - Voltage test techniques - Partial discharge measurements | REFERENCED_UNKNOWN | Indian
IS/IEC 62271 (Part 200):2021 | High-voltage switchgear and Controlgear Part 200 AC metal-enclosed switchgear and Controlgear for rated voltages above 1 kV and up to and Including 52 kV | ETD | IS/ISO 5840:2005 | Cardiovascular implants - Cardiac valve prostheses | REFERENCED_UNKNOWN | Indian
IS/IEC 62271 (Part 200):2021 | High-voltage switchgear and Controlgear Part 200 AC metal-enclosed switchgear and Controlgear for rated voltages above 1 kV and up to and Including 52 kV | ETD | IS 15042 (Part 3):2012 | Banking - Personal Identification Number (PIN) Management and Security Part 3 Requirements for Offline PIN Handling in ATM and POS systems | COMPONENT_PRODUCT | Indian
IS/IEC 62271 (Part 200):2021 | High-voltage switchgear and Controlgear Part 200 AC metal-enclosed switchgear and Controlgear for rated voltages above 1 kV and up to and Including 52 kV | ETD | IS 15920:2012 | Equipment for Crop Protection - Sprayer Nozzles - Colour Coding for Identification | REFERENCED_UNKNOWN | Indian
IS/IEC 62271 (Part 200):2021 | High-voltage switchgear and Controlgear Part 200 AC metal-enclosed switchgear and Controlgear for rated voltages above 1 kV and up to and Including 52 kV | ETD | IS/IEC 61196 (Part 1/Sec 115):2006 | Coaxial communication cables: Part 1 - 115 electrical test methods - Test for regularity of impedance (Pulse/step Function Return Loss) | TEST_METHOD | Indian
IS/IEC 62271 (Part 200):2021 | High-voltage switchgear and Controlgear Part 200 AC metal-enclosed switchgear and Controlgear for rated voltages above 1 kV and up to and Including 52 kV | ETD | IS 17050:2023 | Degrees of protection provided by enclosures for electrical equipment against external mechanical impacts IK Code | REFERENCED_UNKNOWN | Indian
IS/IEC 62271 (Part 200):2021 | High-voltage switchgear and Controlgear Part 200 AC metal-enclosed switchgear and Controlgear for rated voltages above 1 kV and up to and Including 52 kV | ETD | IS 3025 (Part 74):2022 | Methods of Sampling and Test (Physical and Chemical) for Water and Waste Water Part 74 Vanadium | TEST_METHOD | Indian
IS/IEC 62271 (Part 200):2021 | High-voltage switchgear and Controlgear Part 200 AC metal-enclosed switchgear and Controlgear for rated voltages above 1 kV and up to and Including 52 kV | ETD | IEC 62271 (Part 107):2019 |  | REFERENCED_UNKNOWN | International
IS/IEC 62271 (Part 200):2021 | High-voltage switchgear and Controlgear Part 200 AC metal-enclosed switchgear and Controlgear for rated voltages above 1 kV and up to and Including 52 kV | ETD | IEC 62271 (Part 213):2021 |  | REFERENCED_UNKNOWN | International
IS/IEC 62271 (Part 200):2021 | High-voltage switchgear and Controlgear Part 200 AC metal-enclosed switchgear and Controlgear for rated voltages above 1 kV and up to and Including 52 kV | ETD | IEC 62271 (Part 215):2021 |  | REFERENCED_UNKNOWN | International
IS/IEC 62271 (Part 200):2021 | High-voltage switchgear and Controlgear Part 200 AC metal-enclosed switchgear and Controlgear for rated voltages above 1 kV and up to and Including 52 kV | ETD | IEC 62271 (Part 37/Sec 13):2015 |  | REFERENCED_UNKNOWN | International
IS/IEC 62271 (Part 203):2022 | High-voltage switchgear and controlgear Part 203: AC gas-insulated metal-enclosed switchgear for rated voltages above 52 kV | ETD | IS 1271:2012 | Electrical insulation - Thermal evaluation and designation (Second Revision) | REFERENCED_UNKNOWN | Indian
IS/IEC 62271 (Part 203):2022 | High-voltage switchgear and controlgear Part 203: AC gas-insulated metal-enclosed switchgear for rated voltages above 52 kV | ETD | IS/IEC 61730 (Part 1):2023 | Photovoltaic (PV) Module Safety Qualification Part 1 Requirements for Construction (Second Revision) | COMPONENT_PRODUCT | Indian
IS/IEC 62271 (Part 203):2022 | High-voltage switchgear and controlgear Part 203: AC gas-insulated metal-enclosed switchgear for rated voltages above 52 kV | ETD | IS 16102 (Part 1):2026 | Self-Ballasted LED Lamps for General Lighting Services Part 1 Safety Requirements (First Revision) | SAFETY_STANDARD | Indian
IS/IEC 62271 (Part 203):2022 | High-voltage switchgear and controlgear Part 203: AC gas-insulated metal-enclosed switchgear for rated voltages above 52 kV | ETD | IS/IEC 60270:2000 | High - Voltage test techniques - Partial discharge measurements | REFERENCED_UNKNOWN | Indian
IS/IEC 62271 (Part 203):2022 | High-voltage switchgear and controlgear Part 203: AC gas-insulated metal-enclosed switchgear for rated voltages above 52 kV | ETD | IS 16227 (Part 3):2015 | Instrument transformers: Part 3 additional requirements for inductive voltage transformers | COMPONENT_PRODUCT | Indian
IS/IEC 62271 (Part 203):2022 | High-voltage switchgear and controlgear Part 203: AC gas-insulated metal-enclosed switchgear for rated voltages above 52 kV | ETD | IS 16227 (Part 2):2016 | Instrument transformers: Part 2 additional requirements for current transformers | COMPONENT_PRODUCT | Indian
IS/IEC 62271 (Part 203):2022 | High-voltage switchgear and controlgear Part 203: AC gas-insulated metal-enclosed switchgear for rated voltages above 52 kV | ETD | IS 16227 (Part 1):2016 | Instrument transformers: Part 1 general requirements | COMPONENT_PRODUCT | Indian
IS/IEC 62271 (Part 203):2022 | High-voltage switchgear and controlgear Part 203: AC gas-insulated metal-enclosed switchgear for rated voltages above 52 kV | ETD | IS 17053:2023 | Guidelines for the Checking and Treatment of Sulfur Hexafluoride (SF6) Taken from Electrical Equipment and Specification for its Re-Use ( First Revision ) | COMPONENT_PRODUCT | Indian
IS/IEC 62271 (Part 203):2022 | High-voltage switchgear and controlgear Part 203: AC gas-insulated metal-enclosed switchgear for rated voltages above 52 kV | ETD | IS/IEC 60137:2017 | Insulated Bushings for Alternating Voltages above 1 000 V | REFERENCED_UNKNOWN | Indian
IS/IEC 62271 (Part 203):2022 | High-voltage switchgear and controlgear Part 203: AC gas-insulated metal-enclosed switchgear for rated voltages above 52 kV | ETD | IS 3025 (Part 74):2022 | Methods of Sampling and Test (Physical and Chemical) for Water and Waste Water Part 74 Vanadium | TEST_METHOD | Indian
IS/IEC 62271 (Part 203):2022 | High-voltage switchgear and controlgear Part 203: AC gas-insulated metal-enclosed switchgear for rated voltages above 52 kV | ETD | IEC 60068 (Part 2/Sec 11) |  | REFERENCED_UNKNOWN | International
IS/IEC 62271 (Part 203):2022 | High-voltage switchgear and controlgear Part 203: AC gas-insulated metal-enclosed switchgear for rated voltages above 52 kV | ETD | IEC 60068 (Part 2/Sec 17) |  | REFERENCED_UNKNOWN | International
IS/IEC 62271 (Part 203):2022 | High-voltage switchgear and controlgear Part 203: AC gas-insulated metal-enclosed switchgear for rated voltages above 52 kV | ETD | IEC 60141 (Part 1) |  | REFERENCED_UNKNOWN | International
IS/IEC 62271 (Part 203):2022 | High-voltage switchgear and controlgear Part 203: AC gas-insulated metal-enclosed switchgear for rated voltages above 52 kV | ETD | IEC 60376 |  | REFERENCED_UNKNOWN | International
IS/IEC 62271 (Part 203):2022 | High-voltage switchgear and controlgear Part 203: AC gas-insulated metal-enclosed switchgear for rated voltages above 52 kV | ETD | IEC 60840 |  | REFERENCED_UNKNOWN | International
IS/IEC 62271 (Part 203):2022 | High-voltage switchgear and controlgear Part 203: AC gas-insulated metal-enclosed switchgear for rated voltages above 52 kV | ETD | IEC 62067 |  | REFERENCED_UNKNOWN | International
IS/IEC 62271 (Part 203):2022 | High-voltage switchgear and controlgear Part 203: AC gas-insulated metal-enclosed switchgear for rated voltages above 52 kV | ETD | IEC 62271 (Part 4) |  | REFERENCED_UNKNOWN | International
IS/IEC 62271 (Part 203):2022 | High-voltage switchgear and controlgear Part 203: AC gas-insulated metal-enclosed switchgear for rated voltages above 52 kV | ETD | IEC 62271 (Part 209):2019 |  | REFERENCED_UNKNOWN | International
IS/IEC 62271 (Part 203):2022 | High-voltage switchgear and controlgear Part 203: AC gas-insulated metal-enclosed switchgear for rated voltages above 52 kV | ETD | IEC 62271 (Part 211):2014 |  | REFERENCED_UNKNOWN | International
IS/IEC 62271 (Part 203):2022 | High-voltage switchgear and controlgear Part 203: AC gas-insulated metal-enclosed switchgear for rated voltages above 52 kV | ETD | ISO 22479 |  | REFERENCED_UNKNOWN | International
IS 4665 (Part 1):2023 | Hand-Held Motor-Operated Electric Tools Safety Part 1: General requirements Second Revision | ETD | IS 302 (Part 1):2024 | Household and Similar Electrical Appliances — Safety Part 1 General Requirements (Seventh Revision) | SAFETY_STANDARD | Indian
IS 4665 (Part 1):2023 | Hand-Held Motor-Operated Electric Tools Safety Part 1: General requirements Second Revision | ETD | IS 1271:2012 | Electrical insulation - Thermal evaluation and designation (Second Revision) | REFERENCED_UNKNOWN | Indian
IS 4665 (Part 1):2023 | Hand-Held Motor-Operated Electric Tools Safety Part 1: General requirements Second Revision | ETD | IS 2824:2007 | Method for the determination of the proof and the comparative tracking indices of solid insulating materials (Second Revision) | REFERENCED_UNKNOWN | Indian
IS 4665 (Part 1):2023 | Hand-Held Motor-Operated Electric Tools Safety Part 1: General requirements Second Revision | ETD | IS 616:2017 | Audio, video and similar electronic apparatus - Safety requirements (Fifth Revision) | SAFETY_STANDARD | Indian
IS 4665 (Part 1):2023 | Hand-Held Motor-Operated Electric Tools Safety Part 1: General requirements Second Revision | ETD | IS 9000 (Part 7/Sec 7):2020 | Environmental Testing Part 7 Tests Section 7 Test Eh: Hammer tests ( First Revision ) | REFERENCED_UNKNOWN | Indian
IS 4665 (Part 1):2023 | Hand-Held Motor-Operated Electric Tools Safety Part 1: General requirements Second Revision | ETD | IS 9206:1979 | Dimensions of caps for tungsten filament general service electric lamps | REFERENCED_UNKNOWN | Indian
IS 4665 (Part 1):2023 | Hand-Held Motor-Operated Electric Tools Safety Part 1: General requirements Second Revision | ETD | IS/IEC 60730 (Part 1):1999 | Automatic electrical controls for household and similar use : part 1 General Requirements | COMPONENT_PRODUCT | Indian
IS 4665 (Part 1):2023 | Hand-Held Motor-Operated Electric Tools Safety Part 1: General requirements Second Revision | ETD | IS/IEC 61058 (Part 1):2016 | Switches for appliances: Part 1 general requirements First revision | COMPONENT_PRODUCT | Indian
IS 4665 (Part 1):2023 | Hand-Held Motor-Operated Electric Tools Safety Part 1: General requirements Second Revision | ETD | IS/IEC 61558 (Part 1):2017 | Safety of Transformers, Reactors, Power Supply Units and Combinations Thereof Part 1 General Requirements and Tests ( First Revision ) | COMPONENT_PRODUCT | Indian
IS 4665 (Part 1):2023 | Hand-Held Motor-Operated Electric Tools Safety Part 1: General requirements Second Revision | ETD | IS/IEC 60529:2001 | Degrees of protection provided by enclosures (IP Code) | REFERENCED_UNKNOWN | Indian
IS 4665 (Part 1):2023 | Hand-Held Motor-Operated Electric Tools Safety Part 1: General requirements Second Revision | ETD | IS 16451:2023 | Graphical Symbols Safety Colours and Safety Signs Registered Safety Signs | TERMINOLOGY | Indian
IS 4665 (Part 1):2023 | Hand-Held Motor-Operated Electric Tools Safety Part 1: General requirements Second Revision | ETD | IS 13360 (Part 6/Sec 24):2024 | Plastics — Methods of Testing Part 6 Thermal Properties Section 24 Cellular Plastics — Determination of Horizontal Burning Characteristics of Small Specimens Subjected to a Small Flame (First Revision) | TEST_METHOD | Indian
IS 4665 (Part 1):2023 | Hand-Held Motor-Operated Electric Tools Safety Part 1: General requirements Second Revision | ETD | IS/IEC 60695 (Part 2/Sec 11):2021 | Fire Hazard Testing Part 2: Glowinghot-wire based test methods Section 11: Glow-wire flammability test method for end products GWEPT | TEST_METHOD | Indian
IS 4665 (Part 1):2023 | Hand-Held Motor-Operated Electric Tools Safety Part 1: General requirements Second Revision | ETD | IS/IEC 60695 (Part 11/Sec 10):2013 | Fire hazard testing: Part 11 test flames :: Sec 10 50 w horizontal and vertical flame test methods | TEST_METHOD | Indian
IS 4665 (Part 1):2023 | Hand-Held Motor-Operated Electric Tools Safety Part 1: General requirements Second Revision | ETD | IS/IEC 60695 (Part 11/Sec 5):2016 | Fire Hazard Testing Part 11 Test Flames Section 5 Needle - Flame test method - Apparatus, confirmatory test arrangement and guidance ( First Revision ) | TEST_METHOD | Indian
IS 4665 (Part 1):2023 | Hand-Held Motor-Operated Electric Tools Safety Part 1: General requirements Second Revision | ETD | IS/IEC 62044 (Part 1):2002 | Cores made of soft magnetic materials Measuring methods Part 1: Generic specification | COMPONENT_PRODUCT | Indian
IS/IEC 62275:2018 | Cable management systems - Cable ties for electrical installations | ETD | IS 8504 (Part 5/Sec 1):2012 | Electrical Insulating Materials -Thermal Endurance Properties -Part 5 Ageing Ovens : Section 1 Single-chamber Ovens | REFERENCED_UNKNOWN | Indian
IS/IEC 62275:2018 | Cable management systems - Cable ties for electrical installations | ETD | ISO 4892 (Part 2):2013 |  | REFERENCED_UNKNOWN | International
IS/IEC 62275:2018 | Cable management systems - Cable ties for electrical installations | ETD | ISO 9227:2017 |  | REFERENCED_UNKNOWN | International
IS/IEC 62275:2018 | Cable management systems - Cable ties for electrical installations | ETD | IEC 60068 (Part 2/Sec 6):2007 |  | REFERENCED_UNKNOWN | International
IS/IEC 62275:2018 | Cable management systems - Cable ties for electrical installations | ETD | IEC 60695 (Part 11/Sec 5):2016 |  | REFERENCED_UNKNOWN | International
IS/IEC 62275:2018 | Cable management systems - Cable ties for electrical installations | ETD | IEC 60216 (Part 4/Sec 1):2006 |  | REFERENCED_UNKNOWN | International
IS 1248 (Part 1):2021 | Direct Acting Indicating Analogue Electrical Measuring Instruments and their Accessories Part 1 Definitions and General Requirements ( Fifth Revision ) | ETD | IS 1248 (Part 9):2021 | Direct Acting Indicating Analogue Electrical Measuring Instruments and their Accessories Part 9 Recommended Test Methods (Fourth Revision) | TEST_METHOD | Indian
IS 1248 (Part 1):2021 | Direct Acting Indicating Analogue Electrical Measuring Instruments and their Accessories Part 1 Definitions and General Requirements ( Fifth Revision ) | ETD | IS 13736 (Part 3/Sec 3):1993 | Classification of environmental conditions: Part 3 classification of groups of environmental parameters and their severities: Sec 3 stationary use at weatherprotected locations | REFERENCED_UNKNOWN | Indian
IS 1248 (Part 1):2021 | Direct Acting Indicating Analogue Electrical Measuring Instruments and their Accessories Part 1 Definitions and General Requirements ( Fifth Revision ) | ETD | IS 9176:2018 | Electrical and electronic measurement equipment - Expression of performance (Second Revision) | REFERENCED_UNKNOWN | Indian
IS 1248 (Part 1):2021 | Direct Acting Indicating Analogue Electrical Measuring Instruments and their Accessories Part 1 Definitions and General Requirements ( Fifth Revision ) | ETD | IS 13736 (Part 3/Sec 7):1993 | Classification of environmental conditions: Part 3 classification of groups of environmental parameters and their severities: Sec 7 portABle and non - Stationary use | REFERENCED_UNKNOWN | Indian
IS 1248 (Part 1):2021 | Direct Acting Indicating Analogue Electrical Measuring Instruments and their Accessories Part 1 Definitions and General Requirements ( Fifth Revision ) | ETD | IS/IEC 60529:2001 | Degrees of protection provided by enclosures (IP Code) | REFERENCED_UNKNOWN | Indian
IS 1248 (Part 1):2021 | Direct Acting Indicating Analogue Electrical Measuring Instruments and their Accessories Part 1 Definitions and General Requirements ( Fifth Revision ) | ETD | IS/IEC 61010 (Part 1):2010 | Safety requirements for electrical equipment for measurement, control, and laboratory use Part 1 General requirements | SAFETY_STANDARD | Indian
IS 1248 (Part 1):2021 | Direct Acting Indicating Analogue Electrical Measuring Instruments and their Accessories Part 1 Definitions and General Requirements ( Fifth Revision ) | ETD | IEC 61010 (Part-2) (Sec-030):2010 | Safety requirements for electrical equipment for measurement, control, and laboratory use — Part 2-030: Particular requirements for testing and measuring circuits | SAFETY_STANDARD | International
IS 1248 (Part 1):2021 | Direct Acting Indicating Analogue Electrical Measuring Instruments and their Accessories Part 1 Definitions and General Requirements ( Fifth Revision ) | ETD | IEC 61326 (Part-1):2012 | Electrical equipment for measurement, control and laboratory use — EMC requirements — Part 1: General requirements | COMPONENT_PRODUCT | International
IS 1248 (Part 1):2021 | Direct Acting Indicating Analogue Electrical Measuring Instruments and their Accessories Part 1 Definitions and General Requirements ( Fifth Revision ) | ETD | IEC 61326 (Part-2) (Sec-1):2012 | Electrical equipment for measurement, control and laboratory use — EMC requirements — Part 2-1: Particular requirements — Test configurations, operational conditions and performance criteria for sensi | COMPONENT_PRODUCT | International
IS 1248 (Part 1):2021 | Direct Acting Indicating Analogue Electrical Measuring Instruments and their Accessories Part 1 Definitions and General Requirements ( Fifth Revision ) | ETD | ISO 780:1997 | Packaging — Pictorial marking for handling of goods | REFERENCED_UNKNOWN | International
IS 1248 (Part 2):2021 | Direct Acting Indicating Analogue Electrical Measuring Instruments and their Accessories Part 2 Special Requirements for Ammeters and Voltmeters ( Fourth Revision ) | ETD | IS 1248 (Part 1):2021 | Direct Acting Indicating Analogue Electrical Measuring Instruments and their Accessories Part 1 Definitions and General Requirements ( Fifth Revision ) | TERMINOLOGY | Indian
IS 1248 (Part 2):2021 | Direct Acting Indicating Analogue Electrical Measuring Instruments and their Accessories Part 2 Special Requirements for Ammeters and Voltmeters ( Fourth Revision ) | ETD | IS 1248 (Part 9):2021 | Direct Acting Indicating Analogue Electrical Measuring Instruments and their Accessories Part 9 Recommended Test Methods (Fourth Revision) | TEST_METHOD | Indian
IS 1248 (Part 2):2021 | Direct Acting Indicating Analogue Electrical Measuring Instruments and their Accessories Part 2 Special Requirements for Ammeters and Voltmeters ( Fourth Revision ) | ETD | IS 16227 (Part 2):2016 | Instrument transformers: Part 2 additional requirements for current transformers | COMPONENT_PRODUCT | Indian
IS 1248 (Part 3):2021 | Direct Acting Indicating Analogue Electrical Measuring Instruments and their Accessories Part 3 Special Requirements for Wattmeters and Varmeters ( Fourth Revision ) | ETD | IS 1248 (Part 1):2021 | Direct Acting Indicating Analogue Electrical Measuring Instruments and their Accessories Part 1 Definitions and General Requirements ( Fifth Revision ) | TERMINOLOGY | Indian
IS 1248 (Part 3):2021 | Direct Acting Indicating Analogue Electrical Measuring Instruments and their Accessories Part 3 Special Requirements for Wattmeters and Varmeters ( Fourth Revision ) | ETD | IS 1248 (Part 2):2021 | Direct Acting Indicating Analogue Electrical Measuring Instruments and their Accessories Part 2 Special Requirements for Ammeters and Voltmeters ( Fourth Revision ) | COMPONENT_PRODUCT | Indian
IS 1248 (Part 5):2021 | Direct Acting Indicating Analogue Electrical Measuring Instruments and their Accessories Part 5 Special Requirements for Phase Meters, Power Factor Meters and Synchroscopes ( Fourth Revision ) | ETD | IS 1248 (Part 1):2021 | Direct Acting Indicating Analogue Electrical Measuring Instruments and their Accessories Part 1 Definitions and General Requirements ( Fifth Revision ) | TERMINOLOGY | Indian
IS 1248 (Part 6):2021 | Direct Acting Indicating Analogue Electrical Measuring Instruments and their Accessories Part 6 Special Requirements for Ohmmeters ( Impedance meters ) and Conductance Meters (Fourth Revision) | ETD | IS 1248 (Part 1):2021 | Direct Acting Indicating Analogue Electrical Measuring Instruments and their Accessories Part 1 Definitions and General Requirements ( Fifth Revision ) | TERMINOLOGY | Indian
IS 1248 (Part 7):2021 | Direct Acting Indicating Analogue Electrical Measuring Instruments and their Accessories Part 7 Special Requirements for Multi-Function Instruments ( Fourth Revision ) | ETD | IS 1248 (Part 1):2021 | Direct Acting Indicating Analogue Electrical Measuring Instruments and their Accessories Part 1 Definitions and General Requirements ( Fifth Revision ) | TERMINOLOGY | Indian
IS 1248 (Part 8):2021 | Direct Acting Indicating Analogue Electrical Measuring Instruments and their Accessories Part 8 Special Requirements for Accessories ( Fourth Revision ) | ETD | IS 1248 (Part 1):2021 | Direct Acting Indicating Analogue Electrical Measuring Instruments and their Accessories Part 1 Definitions and General Requirements ( Fifth Revision ) | TERMINOLOGY | Indian
IS 1248 (Part 4):2021 | Direct Acting Indicating Analogue Electrical Measuring Instruments and their Accessories Part 4 Special Requirements for Frequency Meters ( Fourth Revision ) | ETD | IS 1248 (Part 1):2021 | Direct Acting Indicating Analogue Electrical Measuring Instruments and their Accessories Part 1 Definitions and General Requirements ( Fifth Revision ) | TERMINOLOGY | Indian
IS 1248 (Part 4):2021 | Direct Acting Indicating Analogue Electrical Measuring Instruments and their Accessories Part 4 Special Requirements for Frequency Meters ( Fourth Revision ) | ETD | IS 1248 (Part 9):2021 | Direct Acting Indicating Analogue Electrical Measuring Instruments and their Accessories Part 9 Recommended Test Methods (Fourth Revision) | TEST_METHOD | Indian
IS 4159:2021 | Mineral Filled Sheathed Heating Elements | ETD | IS 302 (Part 1):2024 | Household and Similar Electrical Appliances — Safety Part 1 General Requirements (Seventh Revision) | SAFETY_STANDARD | Indian
IS 4159:2021 | Mineral Filled Sheathed Heating Elements | ETD | IS 1593:2026 | FUEL OILS - SPECIFICATION | COMPONENT_PRODUCT | Indian
IS 4159:2021 | Mineral Filled Sheathed Heating Elements | ETD | IS 3400 (Part 6):2018 | Methods of Test for Vulcanized Rubbers Part 6 Determination of the Effect of Liquids (Fourth Revision) | TEST_METHOD | Indian
IS 4159:2021 | Mineral Filled Sheathed Heating Elements | ETD | IS 3725:1966 | Specification for resistance wires, tapes and strips for heating flements | COMPONENT_PRODUCT | Indian
IS 4159:2021 | Mineral Filled Sheathed Heating Elements | ETD | IEC 60335 (Part 1):1991 |  | REFERENCED_UNKNOWN | International
IS 4159:2021 | Mineral Filled Sheathed Heating Elements | ETD | IEC 60335 (Part 2/Sec 73):1994 |  | REFERENCED_UNKNOWN | International
IS 12762 (Part 3):2020 | Photovoltaic Devices Part 3 Measurement Principles for Terrestrial Photovoltaic PV Solar Devices with Reference Spectral Irradiance Data ( Third Revision ) | ETD | IS 12762 (Part 2):2025 | Photovoltaic Devices Part 2 Requirements for Photovoltaic Reference Devices (Third Revision) | COMPONENT_PRODUCT | Indian
IS 12762 (Part 3):2020 | Photovoltaic Devices Part 3 Measurement Principles for Terrestrial Photovoltaic PV Solar Devices with Reference Spectral Irradiance Data ( Third Revision ) | ETD | IS 12763:2024 | Photovoltaic Devices Procedures for Temperature and Irradiance Corrections to Measured I-V Characteristics (Second Revision) | REFERENCED_UNKNOWN | Indian
IS 12762 (Part 3):2020 | Photovoltaic Devices Part 3 Measurement Principles for Terrestrial Photovoltaic PV Solar Devices with Reference Spectral Irradiance Data ( Third Revision ) | ETD | IS 12762 (Part 7):2023 | Photovoltaic Devices Part 7: Computation of the Spectral Mismatch Correction For Measurements of Photovoltaic Devices (First Revision) | REFERENCED_UNKNOWN | Indian
IS 12762 (Part 3):2020 | Photovoltaic Devices Part 3 Measurement Principles for Terrestrial Photovoltaic PV Solar Devices with Reference Spectral Irradiance Data ( Third Revision ) | ETD | IS 12762 (Part 1):2024 | Photovoltaic Devices Part 1 Measurement of Photovoltaic Current-Voltage Characteristics ( Second Revision ) | REFERENCED_UNKNOWN | Indian
IS 12762 (Part 3):2020 | Photovoltaic Devices Part 3 Measurement Principles for Terrestrial Photovoltaic PV Solar Devices with Reference Spectral Irradiance Data ( Third Revision ) | ETD | IS 12762 (Part 5):2014 | Photovoltaic devices: Part 5 determination of the equivalent cell temperature (ECT) of photovoltaic (PV) devices by the open - Circuit voltage method (First Revision) | REFERENCED_UNKNOWN | Indian
IS 12762 (Part 3):2020 | Photovoltaic Devices Part 3 Measurement Principles for Terrestrial Photovoltaic PV Solar Devices with Reference Spectral Irradiance Data ( Third Revision ) | ETD | IEC 60891:2021 | Photovoltaic devices – Procedures for temperature and irradiance corrections to measured I-V characteristics | REFERENCED_UNKNOWN | International
IS 12762 (Part 3):2020 | Photovoltaic Devices Part 3 Measurement Principles for Terrestrial Photovoltaic PV Solar Devices with Reference Spectral Irradiance Data ( Third Revision ) | ETD | IEC 60904 (Part-1):2020 | Photovoltaic devices – Part 1: Measurement of photovoltaic current-voltage characteristics | REFERENCED_UNKNOWN | International
IS 12762 (Part 3):2020 | Photovoltaic Devices Part 3 Measurement Principles for Terrestrial Photovoltaic PV Solar Devices with Reference Spectral Irradiance Data ( Third Revision ) | ETD | IEC 60904 (Part-2):2023 | Photovoltaic devices – Part 2: Requirements for photovoltaic reference devices | COMPONENT_PRODUCT | International
IS 12762 (Part 3):2020 | Photovoltaic Devices Part 3 Measurement Principles for Terrestrial Photovoltaic PV Solar Devices with Reference Spectral Irradiance Data ( Third Revision ) | ETD | IEC 60904 (Part-5):2011 | Photovoltaic devices – Part 5: Determination of the equivalent cell temperature (ECT) of photovoltaic (PV) devices by the open-circuit voltage method | REFERENCED_UNKNOWN | International
IS 12762 (Part 3):2020 | Photovoltaic Devices Part 3 Measurement Principles for Terrestrial Photovoltaic PV Solar Devices with Reference Spectral Irradiance Data ( Third Revision ) | ETD | IEC 60904 (Part-7):2019 | Photovoltaic devices – Part 7: Computation of the spectral mismatch correction for measurements of photovoltaic devices | REFERENCED_UNKNOWN | International
IS 12762 (Part 3):2020 | Photovoltaic Devices Part 3 Measurement Principles for Terrestrial Photovoltaic PV Solar Devices with Reference Spectral Irradiance Data ( Third Revision ) | ETD | IEC 60904 (Part-8):2014 | Photovoltaic devices – Part 8: Measurement of spectral responsivity of a photovoltaic (PV) device | REFERENCED_UNKNOWN | International
IS 12762 (Part 3):2020 | Photovoltaic Devices Part 3 Measurement Principles for Terrestrial Photovoltaic PV Solar Devices with Reference Spectral Irradiance Data ( Third Revision ) | ETD | IEC 60904 (Part-9):2020 | Photovoltaic devices – Part 9: Solar simulator performance requirements | COMPONENT_PRODUCT | International
IS 12762 (Part 3):2020 | Photovoltaic Devices Part 3 Measurement Principles for Terrestrial Photovoltaic PV Solar Devices with Reference Spectral Irradiance Data ( Third Revision ) | ETD | IEC 61853 (Part-4):2018 | Photovoltaic (PV) module performance testing and energy rating - Part 4: Standard reference climatic profiles | REFERENCED_UNKNOWN | International
IS 369:2019 | Household electric direct - Acting room heaters - Performance requirements (Fourth Revision) | ETD | IS 302 (Part 1):2024 | Household and Similar Electrical Appliances — Safety Part 1 General Requirements (Seventh Revision) | SAFETY_STANDARD | Indian
IS 369:2019 | Household electric direct - Acting room heaters - Performance requirements (Fourth Revision) | ETD | IS 302 (Part 2/Sec 30):2007 | Safety of household and similar electrical appliances: Part 2 particular requirements: Sec 30 room heaters (First Revision) | SAFETY_STANDARD | Indian
IS 13730 (Part 4):2018 | Specification for particular types of winding wires: Part 4 solderable polyurethane enamelled round copper wire, class 130, (Second Revision) | ETD | IS 13730 (Part 0/Sec 1):2018 | Specifications for particular types of winding wires: Part 0 general requirements: Sec 1 enamelled round copper wire (Second Revision) | COMPONENT_PRODUCT | Indian
IS/IEC 60269 (Part 6):2010 | Low-Voltage Fuses Part 6 Supplementary Requirements for Fuse-Links for the Protection of Solar Photovoltaic Energy Systems | ETD | IS 1076 (Part 1):1985 | Preferred numbers: Part 1 series of preferred numbers (Second Revision) | REFERENCED_UNKNOWN | Indian
IS 2418 (Part 2):2018 | Tubular fluorescent lamps for general lighting service: Part 2 performance requirements (Second Revision) | ETD | IS 1534 (Part 1):1977 | Ballasts for fluorescent lamps:Part 1 For switch start circuits | REFERENCED_UNKNOWN | Indian
IS 2418 (Part 2):2018 | Tubular fluorescent lamps for general lighting service: Part 2 performance requirements (Second Revision) | ETD | IS 15967 (Part 2):2013 | Capacitors for use in tubular fluorescent and other discharge lamp circuits: Part 2 performance requirements | COMPONENT_PRODUCT | Indian
IS 2418 (Part 2):2018 | Tubular fluorescent lamps for general lighting service: Part 2 performance requirements (Second Revision) | ETD | IS 15974:2013 | Auxiliaries for lamps starting devices (Other Than Glow Starters) - Performance requirements | COMPONENT_PRODUCT | Indian
IS 2418 (Part 2):2018 | Tubular fluorescent lamps for general lighting service: Part 2 performance requirements (Second Revision) | ETD | IS 10322 (Part 1):2026 | Luminaires Part 1 General Requirements and Tests (second revision) | COMPONENT_PRODUCT | Indian
IS 2418 (Part 2):2018 | Tubular fluorescent lamps for general lighting service: Part 2 performance requirements (Second Revision) | ETD | IS 12482:1988 | Methods of Test for Manually Operated Dusters | TEST_METHOD | Indian
IS 2418 (Part 2):2018 | Tubular fluorescent lamps for general lighting service: Part 2 performance requirements (Second Revision) | ETD | IS 13021 (Part 2):1991 | AC supplied electronic ballasts for tubular fluorescent lamps - Specification: Part 2 performance requirements | COMPONENT_PRODUCT | Indian
IS 2418 (Part 2):2018 | Tubular fluorescent lamps for general lighting service: Part 2 performance requirements (Second Revision) | ETD | IS 2215:2006 | Starters for fluorescent lamps (Third Revision) | REFERENCED_UNKNOWN | Indian
IS 2418 (Part 2):2018 | Tubular fluorescent lamps for general lighting service: Part 2 performance requirements (Second Revision) | ETD | IS 2407:1963 | Specification for photometric integrators | COMPONENT_PRODUCT | Indian
IS 2418 (Part 2):2018 | Tubular fluorescent lamps for general lighting service: Part 2 performance requirements (Second Revision) | ETD | IS 2418 (Part 4):1977 | Specification for tubular fluorescent lamps for general lighting service: Part 4 go and no - Go gauges for g - 5 and g - 13 bi-pin caps (First Revision) | COMPONENT_PRODUCT | Indian
IS 2418 (Part 2):2018 | Tubular fluorescent lamps for general lighting service: Part 2 performance requirements (Second Revision) | ETD | IS 2500 (Part 1):2000 | Sampling procedures for inspection by attributes: Part 1 sampling schemes indexed by acceptance quality limit (AQL) for lot - By - Lot inspection (Third Revision) | REFERENCED_UNKNOWN | Indian
IS 2418 (Part 2):2018 | Tubular fluorescent lamps for general lighting service: Part 2 performance requirements (Second Revision) | ETD | IS 5081:1990 | Glass tubes for tubular fluorescent lamps for general lighting service - Specification (First Revision) | COMPONENT_PRODUCT | Indian
IS 2418 (Part 2):2018 | Tubular fluorescent lamps for general lighting service: Part 2 performance requirements (Second Revision) | ETD | IS 2418 (Part 3):1977 | Specification for tubular fluorescent lamps for general lighting service: Part 3 dimensions of g - 5 and g - 13 bi - Pin cpas (First Revision) | COMPONENT_PRODUCT | Indian
IS 335:2018 | New insulating oils - Specification (Fifth Revision) | ETD | IS 1448 (Part 10/Sec 2):2021 | Methods of test for petroleum and its products Part 10 Petroleum and related products from natural or synthetic sources Section 2 Determination of pour point | TEST_METHOD | Indian
IS 335:2018 | New insulating oils - Specification (Fifth Revision) | ETD | IS 13236:2013 | Insulating liquids - Methods for counting and sizing particles (First Revision) | REFERENCED_UNKNOWN | Indian
IS 335:2018 | New insulating oils - Specification (Fifth Revision) | ETD | IS 16082:2013 | Insulating liquids - Contamination by polychlorinated biphenyls (PCBS) - Method of determination by capillary column gas chromatography | TEST_METHOD | Indian
IS 335:2018 | New insulating oils - Specification (Fifth Revision) | ETD | IS 16084:2013 | Mineral insulating oils - Determination of kinematic viscosity at very low temperatures | TEST_METHOD | Indian
IS 335:2018 | New insulating oils - Specification (Fifth Revision) | ETD | IS 16086:2013 | Insulating liquids - Determination of the dielectric dissipation factor by measurement of the conductance and capacitance - Test method | TEST_METHOD | Indian
IS 335:2018 | New insulating oils - Specification (Fifth Revision) | ETD | IS 12422:2023 | Unused Hydrocarbon Based Insulating Liquids - Test Methods for - Evaluating the Oxidation Stability ( Second Revision ) | TEST_METHOD | Indian
IS 335:2018 | New insulating oils - Specification (Fifth Revision) | ETD | IS 13631:2017 | Detection and determination of specified additives in mineral insulating oils (First Revision) | REFERENCED_UNKNOWN | Indian
IS 335:2018 | New insulating oils - Specification (Fifth Revision) | ETD | IS 1448 (Part 16):2014 | Methods of test for petroleum and its products [P : 16] crude petroleum and liquid petroleum products - Laboratory determination of density - Hydrometer method (Fourth Revision) | TEST_METHOD | Indian
IS 335:2018 | New insulating oils - Specification (Fifth Revision) | ETD | IS 1448 (Part 25):1976 | Methods of test for petroleum and its products [p:25] determination of kinematic and dynamic viscosity (First Revision) | TEST_METHOD | Indian
IS 335:2018 | New insulating oils - Specification (Fifth Revision) | ETD | IS 15668:2006 | Mineral insulating oils - Methods for the determination of 2 - Furural and related compounds | REFERENCED_UNKNOWN | Indian
IS 335:2018 | New insulating oils - Specification (Fifth Revision) | ETD | IS 1866:2017 | Mineral insulating oils in electrical equipment supervision and maintenance guidance (Fourth Revision) | REFERENCED_UNKNOWN | Indian
IS 335:2018 | New insulating oils - Specification (Fifth Revision) | ETD | IS 2026 (Part 2):2010 | Power transformers: Part 2 temperature - Rise (First Revision) | REFERENCED_UNKNOWN | Indian
IS 335:2018 | New insulating oils - Specification (Fifth Revision) | ETD | IS 6792:2023 | Insulating liquids - Determination of the breakdown voltage at power frequency - Test method | TEST_METHOD | Indian
IS 335:2018 | New insulating oils - Specification (Fifth Revision) | ETD | IS 6855:2023 | Method of sampling insulating liquids | REFERENCED_UNKNOWN | Indian
IS 335:2018 | New insulating oils - Specification (Fifth Revision) | ETD | IS 16497 (Part 1):2017 | Test methods for quantitative determination of corrosive sulphur compounds in unused and used insulating liquids: Part 1 test method for quantitative determination of dibenzyldisulfide (Dbds) | TEST_METHOD | Indian
IS 335:2018 | New insulating oils - Specification (Fifth Revision) | ETD | IS 16310:2017 | Insulating liquids - Test method for detection of potentially corrosive sulphur in used and unused insulating oil | TEST_METHOD | Indian
IS 335:2018 | New insulating oils - Specification (Fifth Revision) | ETD | IEC 60247:2004 | Insulating liquids — Measurement of relative permittivity, dielectric dissipation factor (tan ä) and d.c. resistivity | REFERENCED_UNKNOWN | International
IS 335:2018 | New insulating oils - Specification (Fifth Revision) | ETD | IEC 60628:1985 | Gassing of insulating liquids under electrical stress and ionization | REFERENCED_UNKNOWN | International
IS 335:2018 | New insulating oils - Specification (Fifth Revision) | ETD | IEC 60814:1997 | Insulating liquids — Oil impregnated paper and pressboard — Determination of water by automatic coulometric Karl Fischer titration | REFERENCED_UNKNOWN | International
IS 335:2018 | New insulating oils - Specification (Fifth Revision) | ETD | IEC 60868:1993 | Insulating liquids — Specification for unused liquids based on synthetic aromatic hydrocarbons | COMPONENT_PRODUCT | International
IS 335:2018 | New insulating oils - Specification (Fifth Revision) | ETD | IEC 62021 (Part-1):2003 | Insulating liquids — Determination of acidity — Part 1: Automatic potentiometric titration | REFERENCED_UNKNOWN | International
IS 335:2018 | New insulating oils - Specification (Fifth Revision) | ETD | IEC 6247:1998 | Petroleum products — Determination of foaming characteristics of lubricating oils | REFERENCED_UNKNOWN | International
IS 335:2018 | New insulating oils - Specification (Fifth Revision) | ETD | ISO 14596:2007 | Petroleum products — Determination of sulfur content — Wavelength-dispersive X-ray fluorescence spectrometry | REFERENCED_UNKNOWN | International
IS 13730 (Part 20):2018 | Specifications for particular types of winding wires: Part 20 solderable polyurethane enamelled round copper wire, class 155 (Second Revision) | ETD | IS 13730 (Part 0/Sec 1):2018 | Specifications for particular types of winding wires: Part 0 general requirements: Sec 1 enamelled round copper wire (Second Revision) | COMPONENT_PRODUCT | Indian
IS 2082:2018 | Stationary storage type electric water heaters - Specification (Fifth Revision) | ETD | IS 302 (Part 1):2024 | Household and Similar Electrical Appliances — Safety Part 1 General Requirements (Seventh Revision) | SAFETY_STANDARD | Indian
IS 2082:2018 | Stationary storage type electric water heaters - Specification (Fifth Revision) | ETD | IS 302 (Part 2/Sec 21):2024 | Household and Similar Electrical Appliances-Safety Part 2 Particular Requirements Section 21 Storage Water Heaters | SAFETY_STANDARD | Indian
IS 1146:2026 | Rubber and Plastics Containers for Lead-Acid Storage Batteries — Specification ( Third Revision ) | ETD | IS 1885 (Part 15):2008 | Electrotechnical vocabulary: Part 15 primary and secondary cells and batteries (Second Revision) | TERMINOLOGY | Indian
IS 1146:2026 | Rubber and Plastics Containers for Lead-Acid Storage Batteries — Specification ( Third Revision ) | ETD | IS 2:2022 | RULES FOR ROUNDING OFF NUMERICAL VALUES (Second Revision) | REFERENCED_UNKNOWN | Indian
IS 1146:2026 | Rubber and Plastics Containers for Lead-Acid Storage Batteries — Specification ( Third Revision ) | ETD | IS 266:2025 | Sulphuric Acid - Specification (Fifth Revision) | COMPONENT_PRODUCT | Indian
IS/IEC 61439 (Part 3):2024 | Low-voltage switchgear and controlgear assemblies Part 3: Distribution boards intended to be operated by ordinary persons DBO First Revision | ETD | IEC 60364 (Part-8) (Sec-82):2022 | Low-voltage electrical installations – Part 8-82: Functional aspects – Prosumer's low-voltage electrical installations | INSTALLATION_CODE | International
IS/IEC 61439 (Part 3):2024 | Low-voltage switchgear and controlgear assemblies Part 3: Distribution boards intended to be operated by ordinary persons DBO First Revision | ETD | IEC 60669 (Part-2) (Sec-4):2024 | Switches for household and similar fixed electrical installations – Part 2-4: Particular requirements – Isolating switches | INSTALLATION_CODE | International
IS/IEC 61439 (Part 3):2024 | Low-voltage switchgear and controlgear assemblies Part 3: Distribution boards intended to be operated by ordinary persons DBO First Revision | ETD | IEC 62423:2009 | Type F and type B residual current operated circuit-breakers with and without integral overcurrent protection for household and similar uses | REFERENCED_UNKNOWN | International
IS/IEC 61439 (Part 3):2024 | Low-voltage switchgear and controlgear assemblies Part 3: Distribution boards intended to be operated by ordinary persons DBO First Revision | ETD | IEC 61009 (Part-2) (Sec-1):2024 | Residual current operated circuit-breakers with integral overcurrent protection for household and similar uses (RCBO's) - Part 2-1: Applicability of the general rules to RCBO's functionally independen | REFERENCED_UNKNOWN | International
IS/IEC 61439 (Part 3):2024 | Low-voltage switchgear and controlgear assemblies Part 3: Distribution boards intended to be operated by ordinary persons DBO First Revision | ETD | IEC 61009 (Part-2) (Sec-2):2024 | Residual current operated circuit-breakers with integral overcurrent protection for household and similar uses (RCBO's) - Part 2-2: Applicability of the general rules to RCBO's functionally dependent | REFERENCED_UNKNOWN | International
IS/IEC 61439 (Part 3):2024 | Low-voltage switchgear and controlgear assemblies Part 3: Distribution boards intended to be operated by ordinary persons DBO First Revision | ETD | IS 12640 (Part 1):2016 | Residual current operated circuitBreakers without integral overcurrent protection for household and similar uses (Rccbs): Part 1 general rules (Second Revision) | REFERENCED_UNKNOWN | Indian
IS/IEC 61439 (Part 3):2024 | Low-voltage switchgear and controlgear assemblies Part 3: Distribution boards intended to be operated by ordinary persons DBO First Revision | ETD | IS 12640 (Part 2):2016 | Residual current operated circuit - Breakers with integral overcurrent protection for household and similar uses (Rcbos): Part 2 general rules | REFERENCED_UNKNOWN | Indian
IS/IEC 61439 (Part 3):2024 | Low-voltage switchgear and controlgear assemblies Part 3: Distribution boards intended to be operated by ordinary persons DBO First Revision | ETD | IS 9000 (Part 7/Sec 7):2020 | Environmental Testing Part 7 Tests Section 7 Test Eh: Hammer tests ( First Revision ) | REFERENCED_UNKNOWN | Indian
IS/IEC 61439 (Part 3):2024 | Low-voltage switchgear and controlgear assemblies Part 3: Distribution boards intended to be operated by ordinary persons DBO First Revision | ETD | IS/IEC 60898 (Part 1):2015 | Electrical accessories - Circuit - Breakers for overcurrent protection for household and similar installations: Part 1 circuit - Breakers for a.c. operation (First Revision) | INSTALLATION_CODE | Indian
IS/IEC 61439 (Part 3):2024 | Low-voltage switchgear and controlgear assemblies Part 3: Distribution boards intended to be operated by ordinary persons DBO First Revision | ETD | IS 12640 (Part 3):2018 | Residual Current Operated Circuit - Breakers Without Integral Overcurrent Protection for Household and Similar Uses ( RCCB's) Part 3 Applicability of the General Rule to RCCB 's Functionally Independent of Line Voltage | REFERENCED_UNKNOWN | Indian
IS/IEC 61439 (Part 3):2024 | Low-voltage switchgear and controlgear assemblies Part 3: Distribution boards intended to be operated by ordinary persons DBO First Revision | ETD | IS 12640 (Part 4):2018 | Residual Current Operated Circuit Breakers Without Integral Overcurrent Protection for Household and Similar Uses (RCCB's) Part 4 Applicability of the General Rules to RCCB's Functionally Dependent on Line Voltage | REFERENCED_UNKNOWN | Indian
IS/IEC 61439 (Part 3):2024 | Low-voltage switchgear and controlgear assemblies Part 3: Distribution boards intended to be operated by ordinary persons DBO First Revision | ETD | IS/IEC 60269 (Part 3):2010 | Low-Voltage Fuses Part 3 Supplementary Requirements for Fuses for Use by Unskilled Persons ( Fuses Mainly for Household and Similar Applications ) — Examples of Standardized Systems of Fuses A to F | COMPONENT_PRODUCT | Indian
IS/IEC 61439 (Part 3):2024 | Low-voltage switchgear and controlgear assemblies Part 3: Distribution boards intended to be operated by ordinary persons DBO First Revision | ETD | IS 17121:2019 | General requirements for arc fault detection devices | COMPONENT_PRODUCT | Indian
IS/IEC 61439 (Part 3):2024 | Low-voltage switchgear and controlgear assemblies Part 3: Distribution boards intended to be operated by ordinary persons DBO First Revision | ETD | IS 17050:2023 | Degrees of protection provided by enclosures for electrical equipment against external mechanical impacts IK Code | REFERENCED_UNKNOWN | Indian
IS/IEC 61439 (Part 3):2024 | Low-voltage switchgear and controlgear assemblies Part 3: Distribution boards intended to be operated by ordinary persons DBO First Revision | ETD | IS/IEC 60947 (Part 3):2020 | Low-Voltage Switchgear and Controlgear: Part 3 Switches Disconnectors Switch-Disconnectors and Fuse-Combination Units | REFERENCED_UNKNOWN | Indian
IS/IEC 61439 (Part 3):2024 | Low-voltage switchgear and controlgear assemblies Part 3: Distribution boards intended to be operated by ordinary persons DBO First Revision | ETD | IS/IEC 61439 (Part 1):2020 | Low-voltage switchgear and controlgear assemblies Part 1: General rules (First Revision) | REFERENCED_UNKNOWN | Indian
IS/IEC 61439 (Part 4):2024 | Low-Voltage Switchgear and Controlgear Assemblies Part 4: Particular requirements for assemblies for construction sites ACS First Revision | ETD | IEC 60349 (Part-7) (Sec-704):2015 | Low-voltage electrical installations − Part 7-704: Requirements for special installations or locations – Construction and demolition site installations | INSTALLATION_CODE | International
IS/IEC 61439 (Part 4):2024 | Low-Voltage Switchgear and Controlgear Assemblies Part 4: Particular requirements for assemblies for construction sites ACS First Revision | ETD | IEC 61558 (Part-2) (Sec-23):2024 | Safety of transformers, reactors, power supply units and combinations thereof – Part 2-23: Particular requirements and tests for transformers and power supply units for construction sites | COMPONENT_PRODUCT | International
IS/IEC 61439 (Part 4):2024 | Low-Voltage Switchgear and Controlgear Assemblies Part 4: Particular requirements for assemblies for construction sites ACS First Revision | ETD | IS 9000 (Part 7/Sec 1):2018 | Basic environmental testing procedures for electronic and electrical items: Part 7 impact test: Sec 1 shock (Test Ea) (Second Revision) | TEST_METHOD | Indian
IS/IEC 61439 (Part 4):2024 | Low-Voltage Switchgear and Controlgear Assemblies Part 4: Particular requirements for assemblies for construction sites ACS First Revision | ETD | IS/IEC 60068 (Part 2/Sec 43):2003 | Environmental testing Part 2: Tests Test Kd Section 43: Hydrogen sulphide test for contacts and connections | REFERENCED_UNKNOWN | Indian
IS/IEC 61439 (Part 4):2024 | Low-Voltage Switchgear and Controlgear Assemblies Part 4: Particular requirements for assemblies for construction sites ACS First Revision | ETD | IS/IEC 60068 (Part 2/Sec 42):2003 | Environmental testing - Part 2 Tests Section 42 Test Kc: Sulphur dioxide test for contacts and connections | REFERENCED_UNKNOWN | Indian
IS/IEC 61439 (Part 4):2024 | Low-Voltage Switchgear and Controlgear Assemblies Part 4: Particular requirements for assemblies for construction sites ACS First Revision | ETD | IS/IEC 61439 (Part 1):2020 | Low-voltage switchgear and controlgear assemblies Part 1: General rules (First Revision) | REFERENCED_UNKNOWN | Indian
IS 17120:2026 | In-cable control and protection device IC-CPD for mode 2 charging of electric road vehicles (First Revision) | ETD | IEC 60068 (Part-2) (Sec-11):2021 | Environmental testing — Part 2-11: Tests — Test Ka: Salt mist | REFERENCED_UNKNOWN | International
IS 17120:2026 | In-cable control and protection device IC-CPD for mode 2 charging of electric road vehicles (First Revision) | ETD | IEC 60227 (Part-1):2024 | Polyvinyl chloride insulated cables of rated voltages up to and including 450/750 V - Part 1: General requirements | COMPONENT_PRODUCT | International
IS 17120:2026 | In-cable control and protection device IC-CPD for mode 2 charging of electric road vehicles (First Revision) | ETD | IEC 60227 (Part-3):2024 | Polyvinyl chloride insulated cables of rated voltages up to and including 450/750 V - Part 3: Non-sheathed cables for fixed wiring | REFERENCED_UNKNOWN | International
IS 17120:2026 | In-cable control and protection device IC-CPD for mode 2 charging of electric road vehicles (First Revision) | ETD | IEC 60227 (Part-4):2024 | Polyvinyl chloride insulated cables of rated voltages up to and including 450/750 V - Part 4: Sheathed cables for fixed wiring | REFERENCED_UNKNOWN | International
IS 17120:2026 | In-cable control and protection device IC-CPD for mode 2 charging of electric road vehicles (First Revision) | ETD | IEC 60227 (Part-5):2024 | Polyvinyl chloride insulated cables of rated voltages up to and including 450/750 V - Part 5: Flexible cables (cords) | REFERENCED_UNKNOWN | International
IS 17120:2026 | In-cable control and protection device IC-CPD for mode 2 charging of electric road vehicles (First Revision) | ETD | IEC 60227 (Part-6):2001 | Polyvinyl chloride insulated cables of rated voltages up to and including 450/750 V - Part 6: Lift cables and cables for flexible connections | REFERENCED_UNKNOWN | International
IS 17120:2026 | In-cable control and protection device IC-CPD for mode 2 charging of electric road vehicles (First Revision) | ETD | IEC 60227 (Part-7):2026 | Polyvinyl chloride insulated cables of rated voltages up to and including 450/750 V - Part 7: Flexible cables screened and unscreened with two or more conductors and of rated voltages up to and includ | REFERENCED_UNKNOWN | International
IS 17120:2026 | In-cable control and protection device IC-CPD for mode 2 charging of electric road vehicles (First Revision) | ETD | IEC 60245 (Part-1):2026 | Rubber insulated cables - Rated voltages up to and including 450/750 V - Part 1: General requirements | COMPONENT_PRODUCT | International
IS 17120:2026 | In-cable control and protection device IC-CPD for mode 2 charging of electric road vehicles (First Revision) | ETD | IEC 60245 (Part-3):2026 | Rubber insulated cables - Rated voltages up to and including 450/750 V - Part 3: Heat resistant silicone insulated cables | REFERENCED_UNKNOWN | International
IS 17120:2026 | In-cable control and protection device IC-CPD for mode 2 charging of electric road vehicles (First Revision) | ETD | IEC 60245 (Part-4):2026 | Rubber insulated cables - Rated voltages up to and including 450/750 V - Part 4: Cords and flexible cables | REFERENCED_UNKNOWN | International
IS 17120:2026 | In-cable control and protection device IC-CPD for mode 2 charging of electric road vehicles (First Revision) | ETD | IEC 60245 (Part-6):2026 | Rubber insulated cables - Rated voltages up to and including 450/750 V - Part 6: Arc welding electrode cables | REFERENCED_UNKNOWN | International
IS 17120:2026 | In-cable control and protection device IC-CPD for mode 2 charging of electric road vehicles (First Revision) | ETD | IEC 60245 (Part-7):2026 | Rubber insulated cables - Rated voltages up to and including 450/750 V - Part 7: Heat resistant ethylene-vinyl acetate rubber insulated cables | REFERENCED_UNKNOWN | International
IS 17120:2026 | In-cable control and protection device IC-CPD for mode 2 charging of electric road vehicles (First Revision) | ETD | IEC 60364 (Part-4) (Sec-44):2024 | Low-voltage electrical installations — Part 4-44: Protection for safety — Protection against voltage disturbances and electromagnetic disturbances | INSTALLATION_CODE | International
IS 17120:2026 | In-cable control and protection device IC-CPD for mode 2 charging of electric road vehicles (First Revision) | ETD | IEC 60384 (Part-14):2023 | Fixed capacitors for use in electronic equipment —Part 14: Sectional specification — Fixed capacitors for electromagnetic interference suppression and connection to the supply mains | COMPONENT_PRODUCT | International
IS 17120:2026 | In-cable control and protection device IC-CPD for mode 2 charging of electric road vehicles (First Revision) | ETD | IEC 60417:2026 | Graphical symbols for use on equipment (available at https://www.graphicalsymbols.info/equipment) | TERMINOLOGY | International
IS 17120:2026 | In-cable control and protection device IC-CPD for mode 2 charging of electric road vehicles (First Revision) | ETD | IEC 60884 (Part-1):2022 | Plugs and socket-outlets for household and similar purposes — Part 1: General requirements | COMPONENT_PRODUCT | International
IS 17120:2026 | In-cable control and protection device IC-CPD for mode 2 charging of electric road vehicles (First Revision) | ETD | IEC 60068 (Part-2):2026 | Environmental testing — Part 2-64: Tests — Test Fh: Vibration, broadband random and guidance | REFERENCED_UNKNOWN | International
IS 17120:2026 | In-cable control and protection device IC-CPD for mode 2 charging of electric road vehicles (First Revision) | ETD | IEC 61540:2023 | Portable residual current devices (PRCDs) without integral overcurrent protection for household and similar use | REFERENCED_UNKNOWN | International
IS 17120:2026 | In-cable control and protection device IC-CPD for mode 2 charging of electric road vehicles (First Revision) | ETD | IEC 62893 (Part-3):2017 | Charging cables for electric vehicles for rated voltages up to and including 0,6/1 kV — Part 3: Cables for AC charging according to modes 1, 2 and 3 of IEC 61851-1 of rated voltages up to and includin | REFERENCED_UNKNOWN | International
IS 17120:2026 | In-cable control and protection device IC-CPD for mode 2 charging of electric road vehicles (First Revision) | ETD | ISO 2409:2020 | Paints and varnishes — Cross-cut test | REFERENCED_UNKNOWN | International
IS 17120:2026 | In-cable control and protection device IC-CPD for mode 2 charging of electric road vehicles (First Revision) | ETD | ISO 4628 (Part-3):2016 | Paints and varnishes — Evaluation of degradation of coatings — Designation of quantity and size of defects, and of intensity of uniform changes in appearance — Part 3: Assessment of degree of rusting | REFERENCED_UNKNOWN | International
IS 17120:2026 | In-cable control and protection device IC-CPD for mode 2 charging of electric road vehicles (First Revision) | ETD | ISO 16750:2023 | Road vehicles — Environmental conditions and testing for electrical and electronic equipment — Part 5: Chemical loads | REFERENCED_UNKNOWN | International
IS 17120:2026 | In-cable control and protection device IC-CPD for mode 2 charging of electric road vehicles (First Revision) | ETD | ISO 17409:2020 | Electrically propelled road vehicles — Conductive power transfer — Safety requirements | SAFETY_STANDARD | International
IS 17120:2026 | In-cable control and protection device IC-CPD for mode 2 charging of electric road vehicles (First Revision) | ETD | IEC 61851 (Part-1):2017 | Electric vehicle conductive charging system — Part 1: General requirements | COMPONENT_PRODUCT | International
IS 17120:2026 | In-cable control and protection device IC-CPD for mode 2 charging of electric road vehicles (First Revision) | ETD | IEC 62196 (Part-1):2025 | Plugs, socket-outlets, vehicle connectors and vehicle inlets - Conductive charging of electric vehicles - Part 1: General requirements | COMPONENT_PRODUCT | International
IS 17120:2026 | In-cable control and protection device IC-CPD for mode 2 charging of electric road vehicles (First Revision) | ETD | IEC 62196 (Part-2):2025 | Plugs, socket-outlets, vehicle connectors and vehicle inlets - Conductive charging of electric vehicles - Part 2: Dimensional compatibility requirements for AC pin and contact-tube accessories | COMPONENT_PRODUCT | International
IS 17120:2026 | In-cable control and protection device IC-CPD for mode 2 charging of electric road vehicles (First Revision) | ETD | IEC 62196 (Part-3):2026 | Plugs, socket-outlets, vehicle connectors and vehicle inlets - Conductive charging of electric vehicles - Part 3: Dimensional compatibility requirements for DC and AC/DC pin and contact-tube vehicle c | COMPONENT_PRODUCT | International
IS 17120:2026 | In-cable control and protection device IC-CPD for mode 2 charging of electric road vehicles (First Revision) | ETD | IEC 62196 (Part-4):2022 | Plugs, socket-outlets, vehicle connectors and vehicle inlets - Conductive charging of electric vehicles - Part 4: Dimensional compatibility and interchangeability requirements for DC pin and contact-t | COMPONENT_PRODUCT | International
IS 17120:2026 | In-cable control and protection device IC-CPD for mode 2 charging of electric road vehicles (First Revision) | ETD | IEC 62196 (Part-5):2022 | Plugs, socket-outlets, vehicle connectors and vehicle inlets - Conductive charging of electric vehicles - Part 6: Dimensional compatibility requirements for DC pin and contact-tube vehicle couplers in | COMPONENT_PRODUCT | International
IS 17120:2026 | In-cable control and protection device IC-CPD for mode 2 charging of electric road vehicles (First Revision) | ETD | ISO 179 (Part-1):2026 | Plastics — Determination of Charpy impact properties Part 1: Non-instrumented impact test | TEST_METHOD | International
IS 17120:2026 | In-cable control and protection device IC-CPD for mode 2 charging of electric road vehicles (First Revision) | ETD | ISO 179 (Part-2):2020 | Plastics — Determination of Charpy impact properties Part 2: Instrumented impact test | TEST_METHOD | International
IS 17120:2026 | In-cable control and protection device IC-CPD for mode 2 charging of electric road vehicles (First Revision) | ETD | IS 14700 (Part 4/Sec 2):2018 | Electromagnetic compatibility (EMC): Part 4 testing and measurement techniques: Sec 2 electrostatic discharge immunity test (Second Revision) | REFERENCED_UNKNOWN | Indian
IS 17120:2026 | In-cable control and protection device IC-CPD for mode 2 charging of electric road vehicles (First Revision) | ETD | IS 14700 (Part 4/Sec 4):2018 | Electromagnetic compatibility (EMC): Part 4 testing and measurement techniques: Sec 4 electrical fast transient / burst immunity test (Second Revision) | REFERENCED_UNKNOWN | Indian
IS 17120:2026 | In-cable control and protection device IC-CPD for mode 2 charging of electric road vehicles (First Revision) | ETD | IS 15382 (Part 3):2019 | Insulation Coordination for Equipment within Low-Voltage Systems Part 3 Use of Coating, Potting or Moulding for Protection against Pollution (First Revision) | REFERENCED_UNKNOWN | Indian
IS 17120:2026 | In-cable control and protection device IC-CPD for mode 2 charging of electric road vehicles (First Revision) | ETD | IS 2824:2007 | Method for the determination of the proof and the comparative tracking indices of solid insulating materials (Second Revision) | REFERENCED_UNKNOWN | Indian
IS 17120:2026 | In-cable control and protection device IC-CPD for mode 2 charging of electric road vehicles (First Revision) | ETD | IS 9000 (Part 7/Sec 1):2018 | Basic environmental testing procedures for electronic and electrical items: Part 7 impact test: Sec 1 shock (Test Ea) (Second Revision) | TEST_METHOD | Indian
IS 17120:2026 | In-cable control and protection device IC-CPD for mode 2 charging of electric road vehicles (First Revision) | ETD | IS/IEC 60529:2001 | Degrees of protection provided by enclosures (IP Code) | REFERENCED_UNKNOWN | Indian
IS 17120:2026 | In-cable control and protection device IC-CPD for mode 2 charging of electric road vehicles (First Revision) | ETD | IS 14700 (Part 4/Sec 5):2019 | Electromagnetic compatibility (EMC): Part 4 testing and measurement techniques: Sec 5 surge immunity test (First Revision) | REFERENCED_UNKNOWN | Indian
IS 17120:2026 | In-cable control and protection device IC-CPD for mode 2 charging of electric road vehicles (First Revision) | ETD | IS 9000 (Part 7/Sec 3):2019 | Environmental testing: Part 7 tests :: Sec 3 test Ec: rough handling shocks, primarily for equipment - Types specimens (First Revision) | REFERENCED_UNKNOWN | Indian
IS 17120:2026 | In-cable control and protection device IC-CPD for mode 2 charging of electric road vehicles (First Revision) | ETD | IS/IEC 60068 (Part 2/Sec 5):2018 | Environmental Testing Part 2 Tests Section 5 Test S: Simulated solar radiation at ground level and guidance for solar radiation testing and weathering | REFERENCED_UNKNOWN | Indian
IS 17120:2026 | In-cable control and protection device IC-CPD for mode 2 charging of electric road vehicles (First Revision) | ETD | IS 17863 (Part 2):2022 | Plastics Methods of Exposure to Laboratory Light Sources: Part 2 Xenon-Arc Lamps | REFERENCED_UNKNOWN | Indian
IS 17120:2026 | In-cable control and protection device IC-CPD for mode 2 charging of electric road vehicles (First Revision) | ETD | IS/IEC 60068 (Part 2/Sec 1):2007 | Environmental Testing Part 2 Tests Section 1 Test A: Cold | REFERENCED_UNKNOWN | Indian
IS 17120:2026 | In-cable control and protection device IC-CPD for mode 2 charging of electric road vehicles (First Revision) | ETD | IS 15382 (Part 1):2022 | Insulation Coordination for Equipment Within Low-Voltage Systems Part 1 Principles Requirements and Tests | COMPONENT_PRODUCT | Indian
IS 17120:2026 | In-cable control and protection device IC-CPD for mode 2 charging of electric road vehicles (First Revision) | ETD | IS 13360 (Part 5/Sec 7):2022 | PLASTICS METHOD OF TESTING PART 5 MECHANICAL PROPERTIES SECTION 7 DETERMINATION OF FLEXURAL PROPERTIES | TEST_METHOD | Indian
IS 17120:2026 | In-cable control and protection device IC-CPD for mode 2 charging of electric road vehicles (First Revision) | ETD | IS/IEC 60695 (Part 2/Sec 11):2021 | Fire Hazard Testing Part 2: Glowinghot-wire based test methods Section 11: Glow-wire flammability test method for end products GWEPT | TEST_METHOD | Indian
IS 17120:2026 | In-cable control and protection device IC-CPD for mode 2 charging of electric road vehicles (First Revision) | ETD | IS/IEC 60695 (Part 2/Sec 10):2021 | Fire hazard testing Part 2: Glowinghot-wire based test methods Section 10: Glow-wire apparatus and common test procedure | TEST_METHOD | Indian
IS 17120:2026 | In-cable control and protection device IC-CPD for mode 2 charging of electric road vehicles (First Revision) | ETD | IS 17050:2023 | Degrees of protection provided by enclosures for electrical equipment against external mechanical impacts IK Code | REFERENCED_UNKNOWN | Indian
IS 17120:2026 | In-cable control and protection device IC-CPD for mode 2 charging of electric road vehicles (First Revision) | ETD | IS/IEC/TS 61439 (Part 7):2023 | Low-voltage switchgear and controlgear assemblies Part 7: Assemblies for specific applications such as marinas camping sites market squares electric vehicle charging stations (First Revision)) | REFERENCED_UNKNOWN | Indian
IS 17120:2026 | In-cable control and protection device IC-CPD for mode 2 charging of electric road vehicles (First Revision) | ETD | IS 14614:2023 | Residual current-operated protective devices RCDs for household and similar use Electromagnetic compatibility (First Revision) | REFERENCED_UNKNOWN | Indian
IS 17120:2026 | In-cable control and protection device IC-CPD for mode 2 charging of electric road vehicles (First Revision) | ETD | IS 14700 (Part 4/Sec 3):2023 | Electromagnetic compatibility EMC Part 4 Testing and Measurement Techniques Section 3 Radiated radio-frequency electromagnetic field immunity test Second Revision | REFERENCED_UNKNOWN | Indian
IS 17120:2026 | In-cable control and protection device IC-CPD for mode 2 charging of electric road vehicles (First Revision) | ETD | IS/IEC 60068 (Part 2/Sec 30):2005 | Environmental testing Part 2 Tests Section 30 Test Db: Damp heat cyclic 12 h 12 h cycle | REFERENCED_UNKNOWN | Indian
IS 17120:2026 | In-cable control and protection device IC-CPD for mode 2 charging of electric road vehicles (First Revision) | ETD | IS/IEC 60309 (Part 1):2021 | Plugs fixed or portable socket-outlets and appliance inlets for industrial purposes Part 1: General requirements Second Revision | COMPONENT_PRODUCT | Indian
IS 17120:2026 | In-cable control and protection device IC-CPD for mode 2 charging of electric road vehicles (First Revision) | ETD | IS/IEC 60309 (Part 2):2021 | Plugs fixed or portable socket-outlets and appliance inlets for industrial purposes Part 2: Dimensional compatibility requirements for pin and contact-tube accessories Second Revision | COMPONENT_PRODUCT | Indian
IS 17120:2026 | In-cable control and protection device IC-CPD for mode 2 charging of electric road vehicles (First Revision) | ETD | IS/IEC 60068 (Part 3/Sec 4):2023 | Environmental testing Part 3 Supporting documentation and guidance Section - 4: Damp heat tests First Revision | REFERENCED_UNKNOWN | Indian
IS 17120:2026 | In-cable control and protection device IC-CPD for mode 2 charging of electric road vehicles (First Revision) | ETD | IS 6873 (Part 2/Sec 1):2024 | Limits and Methods of Measurement of Radio Disturbance Characteristics PART 2 Electromagnetic Compatibility (EMC) - Requirements for Household Appliances, Electric Tools and Similar Apparatus Section 1 Emission ( Fourth Revision) | COMPONENT_PRODUCT | Indian
IS 17120:2026 | In-cable control and protection device IC-CPD for mode 2 charging of electric road vehicles (First Revision) | ETD | IS/IEC 62368 (Part 1):2023 | Audio Video Information and Communication Technology Equipment - Part 1: Safety Requirements (Second Revision) | SAFETY_STANDARD | Indian
IS 17120:2026 | In-cable control and protection device IC-CPD for mode 2 charging of electric road vehicles (First Revision) | ETD | IS 14700 (Part 4/Sec 6):2026 | Electromagnetic Compatibility EMC Part 4: Testing and Measurement Techniques Section 6: Immunity to Conducted Disturbances Induced by Radio-Frequency Fields First Revision | REFERENCED_UNKNOWN | Indian
IS/IEC 62271 (Part 202):2022 | High-voltage switchgear and controlgear Part 202: AC prefabricated substations for rated voltages above 1 kV and up to and including 52 kV (First Revision) | ETD | IS 13736 (Part 1):2018 | Classification of environmental conditions: Part 1 environmental parameters and their severities (First Revision) | REFERENCED_UNKNOWN | Indian
IS/IEC 62271 (Part 202):2022 | High-voltage switchgear and controlgear Part 202: AC prefabricated substations for rated voltages above 1 kV and up to and including 52 kV (First Revision) | ETD | IS 13736 (Part 2/Sec 2):2018 | Classification of environmental conditions: Part 2 environmental conditions appearing in nature: Sec 2 precipitation and wind (First Revision) | REFERENCED_UNKNOWN | Indian
IS/IEC 62271 (Part 202):2022 | High-voltage switchgear and controlgear Part 202: AC prefabricated substations for rated voltages above 1 kV and up to and including 52 kV (First Revision) | ETD | IS 1885 (Part 32):2019 | Electrotechnical Vocabulary Part 32 Electric Cables ( Second Revision ) | TERMINOLOGY | Indian
IS/IEC 62271 (Part 202):2022 | High-voltage switchgear and controlgear Part 202: AC prefabricated substations for rated voltages above 1 kV and up to and including 52 kV (First Revision) | ETD | IS 2026 (Part 1):2011 | Power transformers: Part 1 general (Second Revision) | REFERENCED_UNKNOWN | Indian
IS/IEC 62271 (Part 202):2022 | High-voltage switchgear and controlgear Part 202: AC prefabricated substations for rated voltages above 1 kV and up to and including 52 kV (First Revision) | ETD | IS 2026 (Part 2):2010 | Power transformers: Part 2 temperature - Rise (First Revision) | REFERENCED_UNKNOWN | Indian
IS/IEC 62271 (Part 202):2022 | High-voltage switchgear and controlgear Part 202: AC prefabricated substations for rated voltages above 1 kV and up to and including 52 kV (First Revision) | ETD | IS 2026 (Part 5):2011 | Power transformers: Part 5 ability to with stand short circuit (First Revision) | REFERENCED_UNKNOWN | Indian
IS/IEC 62271 (Part 202):2022 | High-voltage switchgear and controlgear Part 202: AC prefabricated substations for rated voltages above 1 kV and up to and including 52 kV (First Revision) | ETD | IS 3808:1979 | Method of test for non-combustibility of building materials (First Revision) | TEST_METHOD | Indian
IS/IEC 62271 (Part 202):2022 | High-voltage switchgear and controlgear Part 202: AC prefabricated substations for rated voltages above 1 kV and up to and including 52 kV (First Revision) | ETD | IS/IEC 62271 (Part 201):2014 | High-Voltage Switchgear and Controlgear Part 201 ac Solid-Insulation Enclosed Switchgear and Controlgear for Rated Voltages Above 1 kV up to and Including 52 kV ( First Revision ) | REFERENCED_UNKNOWN | Indian
IS/IEC 62271 (Part 202):2022 | High-voltage switchgear and controlgear Part 202: AC prefabricated substations for rated voltages above 1 kV and up to and including 52 kV (First Revision) | ETD | IS/IEC 60529:2001 | Degrees of protection provided by enclosures (IP Code) | REFERENCED_UNKNOWN | Indian
IS/IEC 62271 (Part 202):2022 | High-voltage switchgear and controlgear Part 202: AC prefabricated substations for rated voltages above 1 kV and up to and including 52 kV (First Revision) | ETD | IS 2026 (Part 10):2025 | Power transformers: Part 10 determination of sound levels ( First Revision ) | REFERENCED_UNKNOWN | Indian
IS/IEC 62271 (Part 202):2022 | High-voltage switchgear and controlgear Part 202: AC prefabricated substations for rated voltages above 1 kV and up to and including 52 kV (First Revision) | ETD | IS 2026 (Part 7):2009 | Power transformers: Part 7 loading guide for oil - Immersed power transformers | REFERENCED_UNKNOWN | Indian
IS/IEC 62271 (Part 202):2022 | High-voltage switchgear and controlgear Part 202: AC prefabricated substations for rated voltages above 1 kV and up to and including 52 kV (First Revision) | ETD | IS 1586 (Part 1):2025 | Metallic materials Rockwell hardness testPart 1: Test method (Sixth Revision) | TEST_METHOD | Indian
IS/IEC 62271 (Part 202):2022 | High-voltage switchgear and controlgear Part 202: AC prefabricated substations for rated voltages above 1 kV and up to and including 52 kV (First Revision) | ETD | IS/IEC 61439 (Part 0):2014 | Low-Voltage Switchgear and Controlgear Assemblies Part 0 Guidance to Specifying Assemblies | REFERENCED_UNKNOWN | Indian
IS/IEC 62271 (Part 202):2022 | High-voltage switchgear and controlgear Part 202: AC prefabricated substations for rated voltages above 1 kV and up to and including 52 kV (First Revision) | ETD | IS 16683 (Part 1):2018 | Selection and Dimensioning of High-Voltage Insulators Intended for Use in Polluted Conditions Part 1 Definitions, Information and General Principles | TERMINOLOGY | Indian
IS/IEC 62271 (Part 202):2022 | High-voltage switchgear and controlgear Part 202: AC prefabricated substations for rated voltages above 1 kV and up to and including 52 kV (First Revision) | ETD | IS 2026 (Part 12):2018 | Power transformers: Part 12 loading guide for dry - Type power transformers | REFERENCED_UNKNOWN | Indian
IS/IEC 62271 (Part 202):2022 | High-voltage switchgear and controlgear Part 202: AC prefabricated substations for rated voltages above 1 kV and up to and including 52 kV (First Revision) | ETD | IS 1060 (Part 5/Sec 13):2021 | IS 1060 Part 5Sec 13 ISO 5636-4 : 2013PAPER AND BOARD - DETERMINATION OF AIR PERMEANCE AND AIR RESISTANCE MEDIUM RANGE - PART 5 METHOD OF TEST FOR PAPER AND BOARD SECTION 13 SHEFFIELD METHOD | TEST_METHOD | Indian
IS/IEC 62271 (Part 202):2022 | High-voltage switchgear and controlgear Part 202: AC prefabricated substations for rated voltages above 1 kV and up to and including 52 kV (First Revision) | ETD | IS 17884 (Part 1):2024 | Small craft - Stability and buoyancy assessment and categorization Part 1: Non-sailing boats of hull length greater than or equal to 6 m | REFERENCED_UNKNOWN | Indian
IS/IEC 62271 (Part 202):2022 | High-voltage switchgear and controlgear Part 202: AC prefabricated substations for rated voltages above 1 kV and up to and including 52 kV (First Revision) | ETD | IS 17936:2026 | Fine Ceramics Advanced Ceramics Advanced Technical Ceramics Vocabulary First Revision | TERMINOLOGY | Indian
IS/IEC 62271 (Part 202):2022 | High-voltage switchgear and controlgear Part 202: AC prefabricated substations for rated voltages above 1 kV and up to and including 52 kV (First Revision) | ETD | IS/ISO/IEC 14443 (Part 1):2022 | Cards and security devices for personal identification Contactless proximity objects Part 1: Physical characteristics | REFERENCED_UNKNOWN | Indian
IS/IEC 62271 (Part 202):2022 | High-voltage switchgear and controlgear Part 202: AC prefabricated substations for rated voltages above 1 kV and up to and including 52 kV (First Revision) | ETD | IS/ISO 22392:2020 | Security and resilience Community resilience Guidelines for conducting peer reviews | REFERENCED_UNKNOWN | Indian
IS/IEC 62271 (Part 202):2022 | High-voltage switchgear and controlgear Part 202: AC prefabricated substations for rated voltages above 1 kV and up to and including 52 kV (First Revision) | ETD | IS 14980 (Part 3):2024 | Agricultural tractors front-mounted equipment Part 3 power take-off- General specifications and locations | COMPONENT_PRODUCT | Indian
IS/IEC 62271 (Part 202):2022 | High-voltage switchgear and controlgear Part 202: AC prefabricated substations for rated voltages above 1 kV and up to and including 52 kV (First Revision) | ETD | IS 18995 (Part 4):2025 | Dental Rotary Instruments - Cutters Part 4 Miniature Carbide Laboratory Cutters | REFERENCED_UNKNOWN | Indian
IS/IEC 62271 (Part 202):2022 | High-voltage switchgear and controlgear Part 202: AC prefabricated substations for rated voltages above 1 kV and up to and including 52 kV (First Revision) | ETD | IS 19336:2025 | CIRCULAR ECONOMY - VOCABULARY, PRINCIPLES, AND GUIDANCE FOR IMPLEMENTATION | TERMINOLOGY | Indian
IS/IEC 62271 (Part 202):2022 | High-voltage switchgear and controlgear Part 202: AC prefabricated substations for rated voltages above 1 kV and up to and including 52 kV (First Revision) | ETD | IEC 62271 (Part 212):2016 |  | REFERENCED_UNKNOWN | International
IS/IEC 62271 (Part 202):2022 | High-voltage switchgear and controlgear Part 202: AC prefabricated substations for rated voltages above 1 kV and up to and including 52 kV (First Revision) | ETD | IEC 61180 (Part 1):1992 |  | REFERENCED_UNKNOWN | International
IS/IEC 62271 (Part 202):2022 | High-voltage switchgear and controlgear Part 202: AC prefabricated substations for rated voltages above 1 kV and up to and including 52 kV (First Revision) | ETD | IEC 10025 (Part 2):2019 |  | REFERENCED_UNKNOWN | International
IS/IEC/TS 62915:2023 | Photovoltaic (PV) Modules -Type Approval, Design and Safety Qualification Retesting (First Revision) | ETD | IS 19099:2025 | Vaccine Carriers - General Requirements and Test Methods | TEST_METHOD | Indian
IS/IEC/TS 62915:2023 | Photovoltaic (PV) Modules -Type Approval, Design and Safety Qualification Retesting (First Revision) | ETD | IS 19114:2025 | Common Yoga Protocol -Yoga Practices | REFERENCED_UNKNOWN | Indian
IS 8144:2025 | Multipurpose Dry Batteries Specification (Third Revision) | ETD | IS 1885 (Part 15):2008 | Electrotechnical vocabulary: Part 15 primary and secondary cells and batteries (Second Revision) | TERMINOLOGY | Indian
IS 8144:2025 | Multipurpose Dry Batteries Specification (Third Revision) | ETD | IS 6303:2018 | Primary batteries - General (Second Revision) | REFERENCED_UNKNOWN | Indian
IS 2069:2025 | Drums for covered winding wires and strips for electrical purposes - Specification (Third Revision) | ETD | IS 14841 (Part 2/Sec 1):2000 | Packaging of winding wires: Part 2 cylindrical barrelled delivery spools: Sec 1 basic dimensions | REFERENCED_UNKNOWN | Indian
IS 2069:2025 | Drums for covered winding wires and strips for electrical purposes - Specification (Third Revision) | ETD | IS 14841 (Part 2/Sec 2):2000 | Packaging of winding wires: Part 2 cylindrical barrelled delivery spools: Sec 2 specification for returnable spools made fromThermoplastic materials | COMPONENT_PRODUCT | Indian
IS 2069:2025 | Drums for covered winding wires and strips for electrical purposes - Specification (Third Revision) | ETD | IS 14841 (Part 3/Sec 1):2000 | Packag - Ing of winding wires: Part 3 taper barrelled delivery spools: Sec 1 basic dimensions | REFERENCED_UNKNOWN | Indian
IS 2069:2025 | Drums for covered winding wires and strips for electrical purposes - Specification (Third Revision) | ETD | IS 14841 (Part 3/Sec 2):2000 | Packaging of winding wires: Part 3 taper barrelled delivery spools: Sec 2 specification for returnable spools made fromThermoplastic materials | COMPONENT_PRODUCT | Indian
IS 2069:2025 | Drums for covered winding wires and strips for electrical purposes - Specification (Third Revision) | ETD | IS 14841 (Part 3/Sec 3):2000 | Packaging of winding wires: Part 3 taper barrelled dellVery spools: Sec 3 specification for non - Returnable spools made from thermoplastic material | COMPONENT_PRODUCT | Indian
IS 2069:2025 | Drums for covered winding wires and strips for electrical purposes - Specification (Third Revision) | ETD | IS 14841 (Part 3/Sec 4):2000 | Packaging of winding wires: Part 3 taper barrelled delivery spools: Sec 4 basic dimensions of containers for taper barrelled delivery spools | REFERENCED_UNKNOWN | Indian
IS 2069:2025 | Drums for covered winding wires and strips for electrical purposes - Specification (Third Revision) | ETD | IS 14841 (Part 4/Sec 1):2013 | Packaging of winding wires: Part 4 methods of test: Sec 1 delivery spools made from thermoplastic materials (First Revision) | TEST_METHOD | Indian
IS/IEC 60127 (Part 6):2023 | Miniature Fuses Part 6 Fuse-Holders for Miniature Fuse-Links (First Revision) | ETD | IS 15382 (Part 1):2022 | Insulation Coordination for Equipment Within Low-Voltage Systems Part 1 Principles Requirements and Tests | COMPONENT_PRODUCT | Indian
IS/IEC 60127 (Part 6):2023 | Miniature Fuses Part 6 Fuse-Holders for Miniature Fuse-Links (First Revision) | ETD | IS 1885 (Part 17):2024 | Electrotechnical Vocabulary Part 17 Switchgear and Control Gear (Second Revision) | TERMINOLOGY | Indian
IS/IEC 60127 (Part 6):2023 | Miniature Fuses Part 6 Fuse-Holders for Miniature Fuse-Links (First Revision) | ETD | IS 1885 (Part 84):2022 | Electrotechnical Vocabulary Part 84 Terminology Concerning Fire Tests for Electrotechnical Products (Third Revision) | TERMINOLOGY | Indian
IS/IEC 60127 (Part 6):2023 | Miniature Fuses Part 6 Fuse-Holders for Miniature Fuse-Links (First Revision) | ETD | IS 8504 (Part 1):2012 | Electrical insulating materials - Thermal endurance properties: Part 1 ageing procedures and evaluation of test results (Second Revision) | REFERENCED_UNKNOWN | Indian
IS/IEC 60127 (Part 6):2023 | Miniature Fuses Part 6 Fuse-Holders for Miniature Fuse-Links (First Revision) | ETD | IS 9000 (Part 7/Sec 1):2018 | Basic environmental testing procedures for electronic and electrical items: Part 7 impact test: Sec 1 shock (Test Ea) (Second Revision) | TEST_METHOD | Indian
IS/IEC 60127 (Part 6):2023 | Miniature Fuses Part 6 Fuse-Holders for Miniature Fuse-Links (First Revision) | ETD | IS 9000 (Part 7/Sec 7):2020 | Environmental Testing Part 7 Tests Section 7 Test Eh: Hammer tests ( First Revision ) | REFERENCED_UNKNOWN | Indian
IS/IEC 60127 (Part 6):2023 | Miniature Fuses Part 6 Fuse-Holders for Miniature Fuse-Links (First Revision) | ETD | IS/IEC 60127 (Part 1):2023 | Miniature Fuses Part 1 Definitions for Miniature Fuses and General Requirements for Miniature Fuse-Links (Second Revision) | TERMINOLOGY | Indian
IS/IEC 60127 (Part 6):2023 | Miniature Fuses Part 6 Fuse-Holders for Miniature Fuse-Links (First Revision) | ETD | IS/IEC 60127 (Part 2):2014 | Miniature fuses Part 2 Cartridge fuse-links (Second Revision) | REFERENCED_UNKNOWN | Indian
IS/IEC 60127 (Part 6):2023 | Miniature Fuses Part 6 Fuse-Holders for Miniature Fuse-Links (First Revision) | ETD | IS/IEC 60529:2001 | Degrees of protection provided by enclosures (IP Code) | REFERENCED_UNKNOWN | Indian
IS/IEC 60127 (Part 6):2023 | Miniature Fuses Part 6 Fuse-Holders for Miniature Fuse-Links (First Revision) | ETD | IS/IEC 60695 (Part 2/Sec 12):2021 | Fire Hazard Testing Part 2: Glowinghot-wire based test methods Section 12: Glow-wire flammability index GWFI Test method for materials | TEST_METHOD | Indian
IS/IEC 60127 (Part 6):2023 | Miniature Fuses Part 6 Fuse-Holders for Miniature Fuse-Links (First Revision) | ETD | IS/IEC 60695 (Part 2/Sec 13):2021 | Fire Hazard Testing Part 2 GlowingHot wire based test methods Section 13 Glow-wire ignition temperature GWIT test method for materials | TEST_METHOD | Indian
IS/IEC 60127 (Part 6):2023 | Miniature Fuses Part 6 Fuse-Holders for Miniature Fuse-Links (First Revision) | ETD | IS/IEC 60695 (Part 11/Sec 5):2016 | Fire Hazard Testing Part 11 Test Flames Section 5 Needle - Flame test method - Apparatus, confirmatory test arrangement and guidance ( First Revision ) | TEST_METHOD | Indian
IS/IEC 60127 (Part 6):2023 | Miniature Fuses Part 6 Fuse-Holders for Miniature Fuse-Links (First Revision) | ETD | IS/IEC 60068 (Part 1):2013 | Environmental Testing Part 1 General and Guidance | REFERENCED_UNKNOWN | Indian
IS/IEC 60127 (Part 6):2023 | Miniature Fuses Part 6 Fuse-Holders for Miniature Fuse-Links (First Revision) | ETD | IS/IEC 60068 (Part 2/Sec 47):2005 | Environmental Testing Part 2 Tests Section 47 Mounting of specimens for vibration impact and similar dynamic tests | REFERENCED_UNKNOWN | Indian
IS/IEC 60127 (Part 6):2023 | Miniature Fuses Part 6 Fuse-Holders for Miniature Fuse-Links (First Revision) | ETD | IS/IEC 60068 (Part 2/Sec 6):2007 | Environmental Testing Part 2 Tests Section 6 Test Fc: Vibration sinusoidal | REFERENCED_UNKNOWN | Indian
IS/IEC 60127 (Part 6):2023 | Miniature Fuses Part 6 Fuse-Holders for Miniature Fuse-Links (First Revision) | ETD | IS/IEC 60068 (Part 2/Sec 20):2021 | Environmental testing Part 2 Tests Section 20 Tests Ta and Tb: Test methods for solderability and resistance to soldering heat of devices with leads | TEST_METHOD | Indian
IS/IEC 60127 (Part 6):2023 | Miniature Fuses Part 6 Fuse-Holders for Miniature Fuse-Links (First Revision) | ETD | IS 1984 (Part 1):2023 | Injection containers and accessories Part 1 Injection vials made of glass tubing (First Revision) | REFERENCED_UNKNOWN | Indian
IS/IEC 60127 (Part 6):2023 | Miniature Fuses Part 6 Fuse-Holders for Miniature Fuse-Links (First Revision) | ETD | IS 60127 (Part 3):2015 | Miniature Fuses Part 3 Sub-Miniature Fuse-Links | REFERENCED_UNKNOWN | Indian
IS/IEC 60127 (Part 6):2023 | Miniature Fuses Part 6 Fuse-Holders for Miniature Fuse-Links (First Revision) | ETD | IS/IEC 60068 (Part 2/Sec 21):2021 | Environmental Testing Part 2: Tests Section 21: Test U: Robustness of Terminations and Integral Mounting Devices Superseding IS 9000 Part 19Section 1 to 5:1986 | REFERENCED_UNKNOWN | Indian
IS/IEC 60127 (Part 6):2023 | Miniature Fuses Part 6 Fuse-Holders for Miniature Fuse-Links (First Revision) | ETD | IEC 61210:2010 | Connecting devices — Flat quick-connect terminations for electrical copper conductors — Safety requirements | SAFETY_STANDARD | International
IS/IEC 60127 (Part 6):2023 | Miniature Fuses Part 6 Fuse-Holders for Miniature Fuse-Links (First Revision) | ETD | IEC 60999 (Part-1):1999 | Connecting devices - Electrical copper conductors - Safety requirements for screw-type and screwless-type clamping units - Part 1: General requirements and particular requirements for clamping units f | SAFETY_STANDARD | International
IS/IEC 60127 (Part 6):2023 | Miniature Fuses Part 6 Fuse-Holders for Miniature Fuse-Links (First Revision) | ETD | IEC 60050 (Part-581):2008 | International Electrotechnical Vocabulary (IEV) - Part 581: Electromechanical components for electronic equipment | TERMINOLOGY | International
IS 13730 (Part 0/Sec 6):2024 | Specification for Particular Types of Winding Wires Part 0 General Requirements Section 6 Glass-Fibre Wound Resin or Varnish Impregnated, Bare or Enamelled Round Copper Wire ( First Revision ) | ETD | IS 13778 (Part 2):2013 | Winding wires - Test methods: Part 2 determination of dimensions (First Revision) | TEST_METHOD | Indian
IS 13730 (Part 0/Sec 6):2024 | Specification for Particular Types of Winding Wires Part 0 General Requirements Section 6 Glass-Fibre Wound Resin or Varnish Impregnated, Bare or Enamelled Round Copper Wire ( First Revision ) | ETD | IS 13778 (Part 1):2024 | Winding wires - Methods of Test Part 1 General (Second Revision) | TEST_METHOD | Indian
IS 13730 (Part 0/Sec 6):2024 | Specification for Particular Types of Winding Wires Part 0 General Requirements Section 6 Glass-Fibre Wound Resin or Varnish Impregnated, Bare or Enamelled Round Copper Wire ( First Revision ) | ETD | IS 13778 (Part 3):2024 | Winding Wires - Methods of Test Part 3 Mechanical Properties ( Second Revision ) | TEST_METHOD | Indian
IS 13730 (Part 0/Sec 6):2024 | Specification for Particular Types of Winding Wires Part 0 General Requirements Section 6 Glass-Fibre Wound Resin or Varnish Impregnated, Bare or Enamelled Round Copper Wire ( First Revision ) | ETD | IS 13778 (Part 4):2018 | Winding wires - Test methods: Part 4 chemical properties (Second Revision) | TEST_METHOD | Indian
IS 13730 (Part 0/Sec 6):2024 | Specification for Particular Types of Winding Wires Part 0 General Requirements Section 6 Glass-Fibre Wound Resin or Varnish Impregnated, Bare or Enamelled Round Copper Wire ( First Revision ) | ETD | IS 13778 (Part 5):2012 | Winding wires - Test methods: Part 5 electrical properties (First Revision) | TEST_METHOD | Indian
IS 13730 (Part 0/Sec 6):2024 | Specification for Particular Types of Winding Wires Part 0 General Requirements Section 6 Glass-Fibre Wound Resin or Varnish Impregnated, Bare or Enamelled Round Copper Wire ( First Revision ) | ETD | IS 13778 (Part 6):2018 | Winding wires - Test methods: Part 6 thermal properties (Second Revision) | TEST_METHOD | Indian
IS 13730 (Part 25):2024 | Particular Types of Winding Wires - Specification Part 25 Polyester or Polyesterimide Overcoated with Polyamide-Imide Enamelled Round Aluminium Wire, Class 200 ( First Revision ) | ETD | IS 13730 (Part 0/Sec 3):2012 | Specifications for particular types of winding wires: Part 0 general requirements: Sec 3 enamelled round aluminium wire (First Revision) | COMPONENT_PRODUCT | Indian
IS 6304:2024 | Stationary Batteries — Lead-Acid Batteries with Pasted Positive Plates — Specification (Third Revision) | ETD | IS 3116:2002 | Sealing compound for lead - Acid bateries (Bitumen Based) - Specification (First Revision) | COMPONENT_PRODUCT | Indian
IS 6304:2024 | Stationary Batteries — Lead-Acid Batteries with Pasted Positive Plates — Specification (Third Revision) | ETD | IS 1146:2026 | Rubber and Plastics Containers for Lead-Acid Storage Batteries — Specification ( Third Revision ) | COMPONENT_PRODUCT | Indian
IS 6304:2024 | Stationary Batteries — Lead-Acid Batteries with Pasted Positive Plates — Specification (Third Revision) | ETD | IS 1885 (Part 15):2008 | Electrotechnical vocabulary: Part 15 primary and secondary cells and batteries (Second Revision) | TERMINOLOGY | Indian
IS 6304:2024 | Stationary Batteries — Lead-Acid Batteries with Pasted Positive Plates — Specification (Third Revision) | ETD | IS 266:2025 | Sulphuric Acid - Specification (Fifth Revision) | COMPONENT_PRODUCT | Indian
IS 6304:2024 | Stationary Batteries — Lead-Acid Batteries with Pasted Positive Plates — Specification (Third Revision) | ETD | IS 6071:1986 | Specification for synthetic separators for lead - Acid batteries (First Revision) | COMPONENT_PRODUCT | Indian
IS 6304:2024 | Stationary Batteries — Lead-Acid Batteries with Pasted Positive Plates — Specification (Third Revision) | ETD | IS 8320:2000 | General requirements and methods of tests for lead - Acid storage batteries (Second Revision) | TEST_METHOD | Indian
IS 6304:2024 | Stationary Batteries — Lead-Acid Batteries with Pasted Positive Plates — Specification (Third Revision) | ETD | IS 17106 (Part 3):2022 | Lifts Elevators Escalators and Moving Walks Programmable Electronic Systems in Safety Related Applications Part 3 Life Cycle Guideline for Programmable Electronic Systems related to PESSRAL and PESSRAE | REFERENCED_UNKNOWN | Indian
IS 12640 (Part 1):2024 | Residual current operated circuitBreakers without integral overcurrent protection for household and similar uses Rccbs: Part 1 general rules (Third Revision) | ETD | IS/IEC 60060 (Part 2):2010 | High - Voltage test techniques: Part 2 measuring systems | REFERENCED_UNKNOWN | Indian
IS 12640 (Part 1):2024 | Residual current operated circuitBreakers without integral overcurrent protection for household and similar uses Rccbs: Part 1 general rules (Third Revision) | ETD | IS 12360:2026 | VOLTAGE BANDS FOR ELECTRICAL INSTALLATIONS INCLUDING PREFERRED VOLTAGE AND FREQUENCY | INSTALLATION_CODE | Indian
IS 12640 (Part 1):2024 | Residual current operated circuitBreakers without integral overcurrent protection for household and similar uses Rccbs: Part 1 general rules (Third Revision) | ETD | IS 12640 (Part 2):2008 | Residual Current Operaed Circuit - Breaking for Household and Similar Uses - Part 2 Circuit - Breakers with Integral Overcurrent Protection (RCVOs) | REFERENCED_UNKNOWN | Indian
IS 12640 (Part 1):2024 | Residual current operated circuitBreakers without integral overcurrent protection for household and similar uses Rccbs: Part 1 general rules (Third Revision) | ETD | IS 1293:2019 | Plugs and Socket-Outlets for Household and Similar Purposes of Rated Voltage up to and Including 250 V and Rated Current up to and Including 16 A - Specification ( Fourth Revision ) | COMPONENT_PRODUCT | Indian
IS 12640 (Part 1):2024 | Residual current operated circuitBreakers without integral overcurrent protection for household and similar uses Rccbs: Part 1 general rules (Third Revision) | ETD | IS 15382 (Part 1):2022 | Insulation Coordination for Equipment Within Low-Voltage Systems Part 1 Principles Requirements and Tests | COMPONENT_PRODUCT | Indian
IS 12640 (Part 1):2024 | Residual current operated circuitBreakers without integral overcurrent protection for household and similar uses Rccbs: Part 1 general rules (Third Revision) | ETD | IS 15382 (Part 3):2019 | Insulation Coordination for Equipment within Low-Voltage Systems Part 3 Use of Coating, Potting or Moulding for Protection against Pollution (First Revision) | REFERENCED_UNKNOWN | Indian
IS 12640 (Part 1):2024 | Residual current operated circuitBreakers without integral overcurrent protection for household and similar uses Rccbs: Part 1 general rules (Third Revision) | ETD | IS 2071 (Part 1):2016 | High - Voltage test techniques: Part 1 general definitions and test requirements (Third Revision) | TERMINOLOGY | Indian
IS 12640 (Part 1):2024 | Residual current operated circuitBreakers without integral overcurrent protection for household and similar uses Rccbs: Part 1 general rules (Third Revision) | ETD | IS 2824:2007 | Method for the determination of the proof and the comparative tracking indices of solid insulating materials (Second Revision) | REFERENCED_UNKNOWN | Indian
IS 12640 (Part 1):2024 | Residual current operated circuitBreakers without integral overcurrent protection for household and similar uses Rccbs: Part 1 general rules (Third Revision) | ETD | IS 3043:2018 | Code of practice for earthing (Second Revision) | INSTALLATION_CODE | Indian
IS 12640 (Part 1):2024 | Residual current operated circuitBreakers without integral overcurrent protection for household and similar uses Rccbs: Part 1 general rules (Third Revision) | ETD | IS 8130:2013 | Conductors for insulated electric cables and flexible cords - Specification (Second Revision) | COMPONENT_PRODUCT | Indian
IS 12640 (Part 1):2024 | Residual current operated circuitBreakers without integral overcurrent protection for household and similar uses Rccbs: Part 1 general rules (Third Revision) | ETD | IS/IEC 60529:2001 | Degrees of protection provided by enclosures (IP Code) | REFERENCED_UNKNOWN | Indian
IS 12640 (Part 1):2024 | Residual current operated circuitBreakers without integral overcurrent protection for household and similar uses Rccbs: Part 1 general rules (Third Revision) | ETD | IS/IEC 60068 (Part 3/Sec 4):2023 | Environmental testing Part 3 Supporting documentation and guidance Section - 4: Damp heat tests First Revision | REFERENCED_UNKNOWN | Indian
IS 12640 (Part 1):2024 | Residual current operated circuitBreakers without integral overcurrent protection for household and similar uses Rccbs: Part 1 general rules (Third Revision) | ETD | IS/IEC 60695 (Part 2/Sec 10):2021 | Fire hazard testing Part 2: Glowinghot-wire based test methods Section 10: Glow-wire apparatus and common test procedure | TEST_METHOD | Indian
IS 12640 (Part 1):2024 | Residual current operated circuitBreakers without integral overcurrent protection for household and similar uses Rccbs: Part 1 general rules (Third Revision) | ETD | IEC 60364 (Part-4) (Sec-44):2024 | Low-voltage electrical installations — Part 4-44: Protection for safety — Protection against voltage disturbances and electromagnetic disturbances | INSTALLATION_CODE | International
IS 12640 (Part 1):2024 | Residual current operated circuitBreakers without integral overcurrent protection for household and similar uses Rccbs: Part 1 general rules (Third Revision) | ETD | IEC 60364 (Part-5) (Sec-53):2019 | Electrical installations of buildings — Part 5-53: Selection and erection of electrical equipment — Isolation, switching and control | INSTALLATION_CODE | International
IS 12640 (Part 1):2024 | Residual current operated circuitBreakers without integral overcurrent protection for household and similar uses Rccbs: Part 1 general rules (Third Revision) | ETD | IEC 60417:2026 | Graphical symbols for use on equipment | TERMINOLOGY | International
IS 12640 (Part 1):2024 | Residual current operated circuitBreakers without integral overcurrent protection for household and similar uses Rccbs: Part 1 general rules (Third Revision) | ETD | IEC 61543:2022 | Residual current-operated protective devices (RCDs) for household and similar use — Electromagnetic compatibility | REFERENCED_UNKNOWN | International
IS 12640 (Part 1):2024 | Residual current operated circuitBreakers without integral overcurrent protection for household and similar uses Rccbs: Part 1 general rules (Third Revision) | ETD | IEC 60068 (Part-2) (Sec-30):2025 | Environmental testing — Part 2-30: Tests — Test Db: Damp heat, cyclic (12 h + 12 h cycle) | REFERENCED_UNKNOWN | International
IS 12640 (Part 1):2024 | Residual current operated circuitBreakers without integral overcurrent protection for household and similar uses Rccbs: Part 1 general rules (Third Revision) | ETD | IEC 60050 (Part-441):1984 | International Electrotechnical Vocabulary – Chapter 441: Switchgear, controlgear and fuses | TERMINOLOGY | International
IS 12640 (Part 1):2024 | Residual current operated circuitBreakers without integral overcurrent protection for household and similar uses Rccbs: Part 1 general rules (Third Revision) | ETD | IEC 60050 (Part-604):1987 | International Electrotechnical Vocabulary – Chapter 604: Generation, transmission and distribution of electricity – Operation Amendment 1 (1998) | TERMINOLOGY | International
IS 12640 (Part 1):2024 | Residual current operated circuitBreakers without integral overcurrent protection for household and similar uses Rccbs: Part 1 general rules (Third Revision) | ETD | IEC 60269 (Part-1):2006 | Low-voltage fuses – Part 1: General requirements | COMPONENT_PRODUCT | International
IS 12640 (Part 1):2024 | Residual current operated circuitBreakers without integral overcurrent protection for household and similar uses Rccbs: Part 1 general rules (Third Revision) | ETD | IEC 606645:2007 | Insulation coordination for equipment within low-voltage systems – Part 5: Comprehensive method for determining clearances and creepage distances equal to or less than 2 mm | REFERENCED_UNKNOWN | International
IS 12640 (Part 1):2024 | Residual current operated circuitBreakers without integral overcurrent protection for household and similar uses Rccbs: Part 1 general rules (Third Revision) | ETD | IEC 60695 (Part-2) (Sec-11):2014 | Fire hazard testing – Part 2-11: Glowing /hot-wire based test methods – Glow-wire flammability test method for end-products | TEST_METHOD | International
IS 12640 (Part 1):2024 | Residual current operated circuitBreakers without integral overcurrent protection for household and similar uses Rccbs: Part 1 general rules (Third Revision) | ETD | IEC 60755:2017 | General requirements for residual current operated protective devices | COMPONENT_PRODUCT | International
IS 12640 (Part 1):2024 | Residual current operated circuitBreakers without integral overcurrent protection for household and similar uses Rccbs: Part 1 general rules (Third Revision) | ETD | IEC 60947 (Part-1):2007 | Low-voltage switchgear and controlgear – Part 1: General rules | REFERENCED_UNKNOWN | International
IS 12640 (Part 1):2024 | Residual current operated circuitBreakers without integral overcurrent protection for household and similar uses Rccbs: Part 1 general rules (Third Revision) | ETD | IEC 62640:2011 | Residual current devices with or without overcurrent protection for socket-outlets for household and similar uses | REFERENCED_UNKNOWN | International
IS 2083:2024 | FLASHLIGHT- SPECIFICATION (Third Revision) | ETD | IS 10322 (Part 5/Sec 6):2026 | Luminaires Part 5: Particular requirements Section 6: Handlamps (First Revision) | COMPONENT_PRODUCT | Indian
IS 2083:2024 | FLASHLIGHT- SPECIFICATION (Third Revision) | ETD | IS 10322 (Part 5/Sec 8):2026 | Luminaires Part 5: Particular requirements Section 8: Luminaires for emergency lighting (First Revision) | COMPONENT_PRODUCT | Indian
IS 2083:2024 | FLASHLIGHT- SPECIFICATION (Third Revision) | ETD | IS 13252 (Part 1):2010 | Information Technology Equipment - Safety Part 1: General Requirements (Second Revision) | COMPONENT_PRODUCT | Indian
IS 2083:2024 | FLASHLIGHT- SPECIFICATION (Third Revision) | ETD | IS 10322 (Part 5/Sec 1):2026 | Luminaires Part 5: Particular requirements Section 1: Fixed general purpose luminaires (Second Revision) | COMPONENT_PRODUCT | Indian
IS 2083:2024 | FLASHLIGHT- SPECIFICATION (Third Revision) | ETD | IS 1068:2025 | Metallic and other inorganic coatings - Electrodeposited coatings of nickel, nickel plus chromium, copper plus nickel and of copper plus nickel plus chromium (Fourth Revision) | REFERENCED_UNKNOWN | Indian
IS 2083:2024 | FLASHLIGHT- SPECIFICATION (Third Revision) | ETD | IS 13360 (Part 4/Sec 4):1999 | Plastics - Methods of testing: Part 4 rheological properties section 4 determination of properties of polymeric materials by means of a capillary rheometer | TEST_METHOD | Indian
IS 2083:2024 | FLASHLIGHT- SPECIFICATION (Third Revision) | ETD | IS 13360 (Part 9/Sec 5):1999 | Plastics - Methods of testing: Part 9 optical properties section 5 determination of haze and luminous transmittance of transparent plastics | TEST_METHOD | Indian
IS 2083:2024 | FLASHLIGHT- SPECIFICATION (Third Revision) | ETD | IS 14286:2010 | Crystalline silicon terrestrial photovoltaic (PV) modules - Design qualification and type approval (First Revision) | REFERENCED_UNKNOWN | Indian
IS 2083:2024 | FLASHLIGHT- SPECIFICATION (Third Revision) | ETD | IS 15687 (Part 1):2006 | Single - Capped fluorescent lamps: Part 1 safety requirements | SAFETY_STANDARD | Indian
IS 2083:2024 | FLASHLIGHT- SPECIFICATION (Third Revision) | ETD | IS 2261:1975 | Specification for lamps for flashlights (First Revision) | COMPONENT_PRODUCT | Indian
IS 2083:2024 | FLASHLIGHT- SPECIFICATION (Third Revision) | ETD | IS 3203:1982 | Methods of testing local thickness of electroplated coatings (First Revision) | TEST_METHOD | Indian
IS 2083:2024 | FLASHLIGHT- SPECIFICATION (Third Revision) | ETD | IS 4905:2015 | Random sampling and randomization procedures (First Revision) | REFERENCED_UNKNOWN | Indian
IS 2083:2024 | FLASHLIGHT- SPECIFICATION (Third Revision) | ETD | IS 5523:1983 | Methods of testing anodic coatings on aluminium and its alloys (First Revision) | TEST_METHOD | Indian
IS 2083:2024 | FLASHLIGHT- SPECIFICATION (Third Revision) | ETD | IS 6910:1985 | Method of testing corrosion resistance of electroplated and anodized aluminium coatings by acetic acid salt spray test (First Revision) | TEST_METHOD | Indian
IS 2083:2024 | FLASHLIGHT- SPECIFICATION (Third Revision) | ETD | IS 8375:1977 | Method for checking continuity of anodized coatings | REFERENCED_UNKNOWN | Indian
IS 2083:2024 | FLASHLIGHT- SPECIFICATION (Third Revision) | ETD | IS 1885 (Part 16/Sec 1):1968 | Electotechnical vocabulary: Part 16 lighting: Sec 1 general aspects | TERMINOLOGY | Indian
IS 2083:2024 | FLASHLIGHT- SPECIFICATION (Third Revision) | ETD | IS 2418 (Part 1):1977 | Tubular Fluorescent Lamps for General Lighting Service - Part I : Requirements and Tests | COMPONENT_PRODUCT | Indian
IS 2083:2024 | FLASHLIGHT- SPECIFICATION (Third Revision) | ETD | IS 2418 (Part 2):2018 | Tubular fluorescent lamps for general lighting service: Part 2 performance requirements (Second Revision) | COMPONENT_PRODUCT | Indian
IS 2083:2024 | FLASHLIGHT- SPECIFICATION (Third Revision) | ETD | IS 16101:2012 | General lighting - Leds and led modules - Terms and definitions | TERMINOLOGY | Indian
IS 2083:2024 | FLASHLIGHT- SPECIFICATION (Third Revision) | ETD | IS 16103 (Part 1):2025 | LED Modules for General Lighting Part 1 Safety Specifications (First Revision) | COMPONENT_PRODUCT | Indian
IS 2083:2024 | FLASHLIGHT- SPECIFICATION (Third Revision) | ETD | IS 16106:2012 | Method of electrical and photometric measurements of solid state lighting (Led) products | REFERENCED_UNKNOWN | Indian
IS 2083:2024 | FLASHLIGHT- SPECIFICATION (Third Revision) | ETD | IS 16103 (Part 2):2025 | LED Modules for General Lighting Part 2 Performance Requirements (First Revision) | COMPONENT_PRODUCT | Indian
IS 2083:2024 | FLASHLIGHT- SPECIFICATION (Third Revision) | ETD | IS 16614 (Part 1):2026 | Double-Capped LED Linear Lamps Part 1 Safety Requirements (First Revision) | SAFETY_STANDARD | Indian
IS 2083:2024 | FLASHLIGHT- SPECIFICATION (Third Revision) | ETD | IS 16894 (Part 4):2018 | Safety Requirements for Secondary Batteries and Battery Installations Part 4 Valve - Regulated Lead - Acid Batteries for use in Portable Appliances | INSTALLATION_CODE | Indian
IS 2083:2024 | FLASHLIGHT- SPECIFICATION (Third Revision) | ETD | IS 16046 (Part 1):2018 | Secondary Cells and Batteries Containing Alkaline or Other Non-Acid Electrolytes - Safety Requirements for Portable Sealed Secondary Cells and for Batteries Made from Them for Use in Portable Applications Part 1 Nickel Systems ( Second Revision ) | SAFETY_STANDARD | Indian
IS 2083:2024 | FLASHLIGHT- SPECIFICATION (Third Revision) | ETD | IS 16046 (Part 2):2018 | Secondary Cells and Batteries Containing Alkaline or Other Non-Acid Electrolytes - Safety Requirements for Portable Sealed Secondary Cells and for Batteries Made from Them for Use in Portable Applications Part 2 Lithium Systems ( Second Revision ) | SAFETY_STANDARD | Indian
IS 2083:2024 | FLASHLIGHT- SPECIFICATION (Third Revision) | ETD | IS 16894 (Part 1):2018 | Safety requirements for secondary batteries and battery installations: Part 1 general safety information | INSTALLATION_CODE | Indian
IS 2083:2024 | FLASHLIGHT- SPECIFICATION (Third Revision) | ETD | IS/IEC 62341 (Part 6/Sec 1):2017 | Organic light emitting diode OLED displays Part 6-1: Measuring methods of optical and electro-optical parameters | REFERENCED_UNKNOWN | Indian
IS 2083:2024 | FLASHLIGHT- SPECIFICATION (Third Revision) | ETD | IS 7877 (Part 1 to 4):2023 | Methods of Sampling and Tests for Hand-Made Carpets | TEST_METHOD | Indian
IS 11287:2023 | Bridge Insulations Testers (Magneto Generator Type) - Specification (First Revision) | ETD | IS 460 (Part 1):2020 | Test Sieves — Specification Part 1 Wire Cloth Test Sieves ( Fourth Revision ) | COMPONENT_PRODUCT | Indian
IS 11287:2023 | Bridge Insulations Testers (Magneto Generator Type) - Specification (First Revision) | ETD | IS 9000 (Part 7/Sec 1):2018 | Basic environmental testing procedures for electronic and electrical items: Part 7 impact test: Sec 1 shock (Test Ea) (Second Revision) | TEST_METHOD | Indian
IS 11287:2023 | Bridge Insulations Testers (Magneto Generator Type) - Specification (First Revision) | ETD | IS 17840 (Part 3):2022 | Cardiovascular Implants Cardiac Valve Prostheses Part 3 Heart Valve Substitutes Implanted by Transcatheter Techniques First Revision | REFERENCED_UNKNOWN | Indian
IS/IEC 60372:2020 | Locking devices for ball and socket couplings of string insulators units - Dimensions and tests (First Revision) | ETD | IS 1500 (Part 1):2019 | Metallic materials - Brinell hardness test: Part 1 test method (Fifth Revision) | TEST_METHOD | Indian
IS/IEC 60372:2020 | Locking devices for ball and socket couplings of string insulators units - Dimensions and tests (First Revision) | ETD | IS 1501 (Part 1):2025 | Metallic materials Vickers hardness test Part 1: Test method (Sixth Revision) | TEST_METHOD | Indian
IS/IEC 60372:2020 | Locking devices for ball and socket couplings of string insulators units - Dimensions and tests (First Revision) | ETD | IS 1586 (Part 1):2025 | Metallic materials Rockwell hardness testPart 1: Test method (Sixth Revision) | TEST_METHOD | Indian
IS/IEC 60372:2020 | Locking devices for ball and socket couplings of string insulators units - Dimensions and tests (First Revision) | ETD | IS/ISO/TR 44000:2019 | PRINCIPLES FOR SUCCESSFUL COLLABORATIVE BUSINESS RELATIONSHIP MANAGEMENT | REFERENCED_UNKNOWN | Indian
IS 14927 (Part 2/Sec 1):2023 | Cable trunking systems and cable ducting Systems for electrical installations Part 2-1: particular requirements cable trunking systems and cable Ducting systems intended for mounting on walls and ceilings first revision | ETD | IS 14927 (Part 1):2023 | Cable Trunking Systems and Cable Ducting Systems for Electrical Installations Part 1: General Requirements first revision | INSTALLATION_CODE | Indian
IS 14927 (Part 2/Sec 1):2023 | Cable trunking systems and cable ducting Systems for electrical installations Part 2-1: particular requirements cable trunking systems and cable Ducting systems intended for mounting on walls and ceilings first revision | ETD | IS 8130:2013 | Conductors for insulated electric cables and flexible cords - Specification (Second Revision) | COMPONENT_PRODUCT | Indian
IS 14927 (Part 2/Sec 1):2023 | Cable trunking systems and cable ducting Systems for electrical installations Part 2-1: particular requirements cable trunking systems and cable Ducting systems intended for mounting on walls and ceilings first revision | ETD | IS 9000 (Part 7/Sec 7):2020 | Environmental Testing Part 7 Tests Section 7 Test Eh: Hammer tests ( First Revision ) | REFERENCED_UNKNOWN | Indian
IS 14927 (Part 2/Sec 1):2023 | Cable trunking systems and cable ducting Systems for electrical installations Part 2-1: particular requirements cable trunking systems and cable Ducting systems intended for mounting on walls and ceilings first revision | ETD | IS 1060 (Part 5/Sec 4):2024 | Methods of Sampling and Test for Paper and Allied Products Part 5 Methods of Test for Paper and Board Section 4 Determination of Water Absorptiveness — Cobb Method (First Revision) | TEST_METHOD | Indian
IS 14927 (Part 2/Sec 1):2023 | Cable trunking systems and cable ducting Systems for electrical installations Part 2-1: particular requirements cable trunking systems and cable Ducting systems intended for mounting on walls and ceilings first revision | ETD | IS/ISO 22915 (Part 15):2020 | INDUSTRIAL TRUCKS VERIFICATION OF STABILITY PART 15: COUNTERBALANCED TRUCKS WITH ARTICULATED STEERING | REFERENCED_UNKNOWN | Indian
IS 14927 (Part 2/Sec 1):2023 | Cable trunking systems and cable ducting Systems for electrical installations Part 2-1: particular requirements cable trunking systems and cable Ducting systems intended for mounting on walls and ceilings first revision | ETD | IEC 61084 (Part 1):2017 |  | REFERENCED_UNKNOWN | International
IS/IEC 62271 (Part 103):2021 | High-voltage switchgear and controlgear Part 103 Alternating current switches for rated voltages above 1 kV up to and including 52 kV ( First Revision ) | ETD | IS 1885 (Part 17):2024 | Electrotechnical Vocabulary Part 17 Switchgear and Control Gear (Second Revision) | TERMINOLOGY | Indian
IS/IEC 62271 (Part 103):2021 | High-voltage switchgear and controlgear Part 103 Alternating current switches for rated voltages above 1 kV up to and including 52 kV ( First Revision ) | ETD | IS/IEC 60529:2001 | Degrees of protection provided by enclosures (IP Code) | REFERENCED_UNKNOWN | Indian
IS/IEC 62271 (Part 103):2021 | High-voltage switchgear and controlgear Part 103 Alternating current switches for rated voltages above 1 kV up to and including 52 kV ( First Revision ) | ETD | IS/IEC 61730 (Part 1):2023 | Photovoltaic (PV) Module Safety Qualification Part 1 Requirements for Construction (Second Revision) | COMPONENT_PRODUCT | Indian
IS/IEC 62271 (Part 103):2021 | High-voltage switchgear and controlgear Part 103 Alternating current switches for rated voltages above 1 kV up to and including 52 kV ( First Revision ) | ETD | IS 17050:2023 | Degrees of protection provided by enclosures for electrical equipment against external mechanical impacts IK Code | REFERENCED_UNKNOWN | Indian
IS/IEC 62271 (Part 103):2021 | High-voltage switchgear and controlgear Part 103 Alternating current switches for rated voltages above 1 kV up to and including 52 kV ( First Revision ) | ETD | IS 3025 (Part 74):2022 | Methods of Sampling and Test (Physical and Chemical) for Water and Waste Water Part 74 Vanadium | TEST_METHOD | Indian
IS/IEC 62271 (Part 103):2021 | High-voltage switchgear and controlgear Part 103 Alternating current switches for rated voltages above 1 kV up to and including 52 kV ( First Revision ) | ETD | IEC 62271 (Part 110):2017 |  | REFERENCED_UNKNOWN | International
IS/IEC 62271 (Part 109):2019 | High-Voltage switchgear and Controlgear: Part 109 Alternating-current series capacitor by-pass switches | ETD | IS/IEC 60060 (Part 2):2010 | High - Voltage test techniques: Part 2 measuring systems | REFERENCED_UNKNOWN | Indian
IS/IEC 62271 (Part 109):2019 | High-Voltage switchgear and Controlgear: Part 109 Alternating-current series capacitor by-pass switches | ETD | IS 1885 (Part 17):2024 | Electrotechnical Vocabulary Part 17 Switchgear and Control Gear (Second Revision) | TERMINOLOGY | Indian
IS/IEC 62271 (Part 109):2019 | High-Voltage switchgear and Controlgear: Part 109 Alternating-current series capacitor by-pass switches | ETD | IS 1885 (Part 74):2012 | Electrotechnical vocabulary: Part 74 electrical and magnetic devices (First Revision) | TERMINOLOGY | Indian
IS/IEC 62271 (Part 109):2019 | High-Voltage switchgear and Controlgear: Part 109 Alternating-current series capacitor by-pass switches | ETD | IS 2071 (Part 1):2016 | High - Voltage test techniques: Part 1 general definitions and test requirements (Third Revision) | TERMINOLOGY | Indian
IS/IEC 62271 (Part 109):2019 | High-Voltage switchgear and Controlgear: Part 109 Alternating-current series capacitor by-pass switches | ETD | IS/IEC 61730 (Part 1):2023 | Photovoltaic (PV) Module Safety Qualification Part 1 Requirements for Construction (Second Revision) | COMPONENT_PRODUCT | Indian
IS/IEC 62271 (Part 109):2019 | High-Voltage switchgear and Controlgear: Part 109 Alternating-current series capacitor by-pass switches | ETD | IS/IEC 60060 (Part 3):2006 | High - Voltage test techniques: Part 3 definitions and requirements for on - Site testing | TERMINOLOGY | Indian
IS/IEC 62271 (Part 109):2019 | High-Voltage switchgear and Controlgear: Part 109 Alternating-current series capacitor by-pass switches | ETD | IS 16102 (Part 1):2026 | Self-Ballasted LED Lamps for General Lighting Services Part 1 Safety Requirements (First Revision) | SAFETY_STANDARD | Indian
IS/IEC 62271 (Part 109):2019 | High-Voltage switchgear and Controlgear: Part 109 Alternating-current series capacitor by-pass switches | ETD | IS/IEC 60270:2000 | High - Voltage test techniques - Partial discharge measurements | REFERENCED_UNKNOWN | Indian
IS/IEC 62271 (Part 109):2019 | High-Voltage switchgear and Controlgear: Part 109 Alternating-current series capacitor by-pass switches | ETD | IS/ISO 15761:2020 | STEEL GATE GLOBE AND CHECK VALVES FOR SIZES DN 100 AND SMALLER FOR THE PETROLEUM AND NATURAL GAS INDUSTRIES | REFERENCED_UNKNOWN | Indian
IS/IEC 62271 (Part 109):2019 | High-Voltage switchgear and Controlgear: Part 109 Alternating-current series capacitor by-pass switches | ETD | IS 17053:2023 | Guidelines for the Checking and Treatment of Sulfur Hexafluoride (SF6) Taken from Electrical Equipment and Specification for its Re-Use ( First Revision ) | COMPONENT_PRODUCT | Indian
IS/IEC 62271 (Part 109):2019 | High-Voltage switchgear and Controlgear: Part 109 Alternating-current series capacitor by-pass switches | ETD | IS/IEC 60137:2017 | Insulated Bushings for Alternating Voltages above 1 000 V | REFERENCED_UNKNOWN | Indian
IS/IEC 62271 (Part 109):2019 | High-Voltage switchgear and Controlgear: Part 109 Alternating-current series capacitor by-pass switches | ETD | IS 17550 (Part 3):2025 | Household Refrigerating Appliances - Characteristics and Methods Of Test Part 3 Energy Consumption and Volume (First Revision) Amendment - 1 | TEST_METHOD | Indian
IS/IEC 62271 (Part 109):2019 | High-Voltage switchgear and Controlgear: Part 109 Alternating-current series capacitor by-pass switches | ETD | IS 3025 (Part 74):2022 | Methods of Sampling and Test (Physical and Chemical) for Water and Waste Water Part 74 Vanadium | TEST_METHOD | Indian
IS/IEC 62271 (Part 109):2019 | High-Voltage switchgear and Controlgear: Part 109 Alternating-current series capacitor by-pass switches | ETD | IS 17975:2022 | Fine ceramics (advanced ceramics, advanced technical ceramics) - Test method for fracture resistance of silicon nitride materials for rolling bearing balls at room temperature by indentation fracture (IF) method | TEST_METHOD | Indian
IS/IEC 62271 (Part 109):2019 | High-Voltage switchgear and Controlgear: Part 109 Alternating-current series capacitor by-pass switches | ETD | IEC 60050 (Part 436):1990 |  | REFERENCED_UNKNOWN | International
IS/IEC 62271 (Part 109):2019 | High-Voltage switchgear and Controlgear: Part 109 Alternating-current series capacitor by-pass switches | ETD | IEC 60050 (Part 614):2016 |  | REFERENCED_UNKNOWN | International
IS/IEC 62271 (Part 109):2019 | High-Voltage switchgear and Controlgear: Part 109 Alternating-current series capacitor by-pass switches | ETD | IEC 60143 (Part 2):2012 |  | REFERENCED_UNKNOWN | International
IS/IEC 62271 (Part 109):2019 | High-Voltage switchgear and Controlgear: Part 109 Alternating-current series capacitor by-pass switches | ETD | IEC 62271 (Part 4) |  | REFERENCED_UNKNOWN | International
IS/IEC 62271 (Part 1):2017 | HIGH-VOLTAGE SWITCHGEAR AND CONTROLGEAR PART 1 COMMON SPECIFICATIONS FOR ALTERNATING CURRENT SWITCHGEAR AND CONTROLGEAR | ETD | IS 12360:2026 | VOLTAGE BANDS FOR ELECTRICAL INSTALLATIONS INCLUDING PREFERRED VOLTAGE AND FREQUENCY | INSTALLATION_CODE | Indian
IS/IEC 62271 (Part 1):2017 | HIGH-VOLTAGE SWITCHGEAR AND CONTROLGEAR PART 1 COMMON SPECIFICATIONS FOR ALTERNATING CURRENT SWITCHGEAR AND CONTROLGEAR | ETD | IS 12448 (Part 2/Sec 1):1988 | Basic testing procedures and measuring methods for electrotechnical components for electronic equipment: Part 2 general examination, electrical continuity and contact resistance tests, insulation tests and voltage stress tests: Sec 1 general examination | REFERENCED_UNKNOWN | Indian
IS/IEC 62271 (Part 1):2017 | HIGH-VOLTAGE SWITCHGEAR AND CONTROLGEAR PART 1 COMMON SPECIFICATIONS FOR ALTERNATING CURRENT SWITCHGEAR AND CONTROLGEAR | ETD | IS 1271:2012 | Electrical insulation - Thermal evaluation and designation (Second Revision) | REFERENCED_UNKNOWN | Indian
IS/IEC 62271 (Part 1):2017 | HIGH-VOLTAGE SWITCHGEAR AND CONTROLGEAR PART 1 COMMON SPECIFICATIONS FOR ALTERNATING CURRENT SWITCHGEAR AND CONTROLGEAR | ETD | IS 14700 (Part 4/Sec 4):2018 | Electromagnetic compatibility (EMC): Part 4 testing and measurement techniques: Sec 4 electrical fast transient / burst immunity test (Second Revision) | REFERENCED_UNKNOWN | Indian
IS/IEC 62271 (Part 1):2017 | HIGH-VOLTAGE SWITCHGEAR AND CONTROLGEAR PART 1 COMMON SPECIFICATIONS FOR ALTERNATING CURRENT SWITCHGEAR AND CONTROLGEAR | ETD | IS 1885 (Part 17):2024 | Electrotechnical Vocabulary Part 17 Switchgear and Control Gear (Second Revision) | TERMINOLOGY | Indian
IS/IEC 62271 (Part 1):2017 | HIGH-VOLTAGE SWITCHGEAR AND CONTROLGEAR PART 1 COMMON SPECIFICATIONS FOR ALTERNATING CURRENT SWITCHGEAR AND CONTROLGEAR | ETD | IS 1885 (Part 27):2008 | Electrotechnical vocabulary: Part 27 power electronics (Third Revision) | TERMINOLOGY | Indian
IS/IEC 62271 (Part 1):2017 | HIGH-VOLTAGE SWITCHGEAR AND CONTROLGEAR PART 1 COMMON SPECIFICATIONS FOR ALTERNATING CURRENT SWITCHGEAR AND CONTROLGEAR | ETD | IS 1885 (Part 57):2008 | Electrotechnical vocabulary: Part 57 circuit theory (Second Revision) | TERMINOLOGY | Indian
IS/IEC 62271 (Part 1):2017 | HIGH-VOLTAGE SWITCHGEAR AND CONTROLGEAR PART 1 COMMON SPECIFICATIONS FOR ALTERNATING CURRENT SWITCHGEAR AND CONTROLGEAR | ETD | IS 1885 (Part 74):2012 | Electrotechnical vocabulary: Part 74 electrical and magnetic devices (First Revision) | TERMINOLOGY | Indian
IS/IEC 62271 (Part 1):2017 | HIGH-VOLTAGE SWITCHGEAR AND CONTROLGEAR PART 1 COMMON SPECIFICATIONS FOR ALTERNATING CURRENT SWITCHGEAR AND CONTROLGEAR | ETD | IS 2071 (Part 1):2016 | High - Voltage test techniques: Part 1 general definitions and test requirements (Third Revision) | TERMINOLOGY | Indian
IS/IEC 62271 (Part 1):2017 | HIGH-VOLTAGE SWITCHGEAR AND CONTROLGEAR PART 1 COMMON SPECIFICATIONS FOR ALTERNATING CURRENT SWITCHGEAR AND CONTROLGEAR | ETD | IS 8704:2018 | Artificial pollution test on highVoltage ceramic and glass insulators to be used on a.c. systems (Second Revision) | REFERENCED_UNKNOWN | Indian
IS/IEC 62271 (Part 1):2017 | HIGH-VOLTAGE SWITCHGEAR AND CONTROLGEAR PART 1 COMMON SPECIFICATIONS FOR ALTERNATING CURRENT SWITCHGEAR AND CONTROLGEAR | ETD | IS 14700 (Part 6/Sec 2):2019 | Electromagnetic Compatibility ( EMC ) Part 6 Generic Standards Section 2 Immunity standard for industrial environments ( First Revision ) | REFERENCED_UNKNOWN | Indian
IS/IEC 62271 (Part 1):2017 | HIGH-VOLTAGE SWITCHGEAR AND CONTROLGEAR PART 1 COMMON SPECIFICATIONS FOR ALTERNATING CURRENT SWITCHGEAR AND CONTROLGEAR | ETD | IS/IEC 60529:2001 | Degrees of protection provided by enclosures (IP Code) | REFERENCED_UNKNOWN | Indian
IS/IEC 62271 (Part 1):2017 | HIGH-VOLTAGE SWITCHGEAR AND CONTROLGEAR PART 1 COMMON SPECIFICATIONS FOR ALTERNATING CURRENT SWITCHGEAR AND CONTROLGEAR | ETD | IS/IEC 60270:2000 | High - Voltage test techniques - Partial discharge measurements | REFERENCED_UNKNOWN | Indian
IS/IEC 62271 (Part 1):2017 | HIGH-VOLTAGE SWITCHGEAR AND CONTROLGEAR PART 1 COMMON SPECIFICATIONS FOR ALTERNATING CURRENT SWITCHGEAR AND CONTROLGEAR | ETD | IS/IEC 60255 (Part 21/Sec 1):1988 | Electrical relays: Part 21 vibration, shock, bump and seismic tests on measuring relays and protection equipment: Sec 1 vibration tests (Sinusoidal) | REFERENCED_UNKNOWN | Indian
IS/IEC 62271 (Part 1):2017 | HIGH-VOLTAGE SWITCHGEAR AND CONTROLGEAR PART 1 COMMON SPECIFICATIONS FOR ALTERNATING CURRENT SWITCHGEAR AND CONTROLGEAR | ETD | IS 16683 (Part 1):2018 | Selection and Dimensioning of High-Voltage Insulators Intended for Use in Polluted Conditions Part 1 Definitions, Information and General Principles | TERMINOLOGY | Indian
IS/IEC 62271 (Part 1):2017 | HIGH-VOLTAGE SWITCHGEAR AND CONTROLGEAR PART 1 COMMON SPECIFICATIONS FOR ALTERNATING CURRENT SWITCHGEAR AND CONTROLGEAR | ETD | IS 16683 (Part 2):2018 | Selection and Dimensioning of High-Voltage Insulators Intended for Use in Polluted Conditions Part 2 Ceramic and Glass Insulators for a.c. Systems | REFERENCED_UNKNOWN | Indian
IS/IEC 62271 (Part 1):2017 | HIGH-VOLTAGE SWITCHGEAR AND CONTROLGEAR PART 1 COMMON SPECIFICATIONS FOR ALTERNATING CURRENT SWITCHGEAR AND CONTROLGEAR | ETD | IS 14700 (Part 4/Sec 17):2018 | Electromagnetic Compatiblity (EMC) Part 4 Testing & Measurement Techniques Section 17 Ripple on d.c input Power Port Immunity Test | REFERENCED_UNKNOWN | Indian
IS/IEC 62271 (Part 1):2017 | HIGH-VOLTAGE SWITCHGEAR AND CONTROLGEAR PART 1 COMMON SPECIFICATIONS FOR ALTERNATING CURRENT SWITCHGEAR AND CONTROLGEAR | ETD | IS 16826:2018 | High - Voltage Test Techniques For Low-Voltage Equipment - Definitions, Test and Procedure Requirements, Test Equipment | TERMINOLOGY | Indian
IS/IEC 62271 (Part 1):2017 | HIGH-VOLTAGE SWITCHGEAR AND CONTROLGEAR PART 1 COMMON SPECIFICATIONS FOR ALTERNATING CURRENT SWITCHGEAR AND CONTROLGEAR | ETD | IS 17050:2023 | Degrees of protection provided by enclosures for electrical equipment against external mechanical impacts IK Code | REFERENCED_UNKNOWN | Indian
IS/IEC 62271 (Part 1):2017 | HIGH-VOLTAGE SWITCHGEAR AND CONTROLGEAR PART 1 COMMON SPECIFICATIONS FOR ALTERNATING CURRENT SWITCHGEAR AND CONTROLGEAR | ETD | IS 16835 (Part 3):2018 | Safety of machinery - Pressure - Sensitive protective devices: Part 3 general principles for design and testing of pressure - Sensitive bumpers, plates, wires and similar devices | TEST_METHOD | Indian
IS/IEC 62271 (Part 1):2017 | HIGH-VOLTAGE SWITCHGEAR AND CONTROLGEAR PART 1 COMMON SPECIFICATIONS FOR ALTERNATING CURRENT SWITCHGEAR AND CONTROLGEAR | ETD | IS 17053:2023 | Guidelines for the Checking and Treatment of Sulfur Hexafluoride (SF6) Taken from Electrical Equipment and Specification for its Re-Use ( First Revision ) | COMPONENT_PRODUCT | Indian
IS/IEC 62271 (Part 1):2017 | HIGH-VOLTAGE SWITCHGEAR AND CONTROLGEAR PART 1 COMMON SPECIFICATIONS FOR ALTERNATING CURRENT SWITCHGEAR AND CONTROLGEAR | ETD | IS 17550 (Part 3):2025 | Household Refrigerating Appliances - Characteristics and Methods Of Test Part 3 Energy Consumption and Volume (First Revision) Amendment - 1 | TEST_METHOD | Indian
IS/IEC 62271 (Part 1):2017 | HIGH-VOLTAGE SWITCHGEAR AND CONTROLGEAR PART 1 COMMON SPECIFICATIONS FOR ALTERNATING CURRENT SWITCHGEAR AND CONTROLGEAR | ETD | IS 17778:2022 | Bidis — Determination of Total and Nicotine-Free Dry Particulate Matter Using a Linear Routine Analytical Smoking Machine | REFERENCED_UNKNOWN | Indian
IS/IEC 62271 (Part 1):2017 | HIGH-VOLTAGE SWITCHGEAR AND CONTROLGEAR PART 1 COMMON SPECIFICATIONS FOR ALTERNATING CURRENT SWITCHGEAR AND CONTROLGEAR | ETD | IS 17792:2022 | Vacuum gas oil VGO - Specification | COMPONENT_PRODUCT | Indian
IS/IEC 62271 (Part 1):2017 | HIGH-VOLTAGE SWITCHGEAR AND CONTROLGEAR PART 1 COMMON SPECIFICATIONS FOR ALTERNATING CURRENT SWITCHGEAR AND CONTROLGEAR | ETD | IS/ISO/IEC 14443 (Part 1):2022 | Cards and security devices for personal identification Contactless proximity objects Part 1: Physical characteristics | REFERENCED_UNKNOWN | Indian
IS/IEC 62271 (Part 1):2017 | HIGH-VOLTAGE SWITCHGEAR AND CONTROLGEAR PART 1 COMMON SPECIFICATIONS FOR ALTERNATING CURRENT SWITCHGEAR AND CONTROLGEAR | ETD | IS/ISO/IEC 15693 (Part 2):2022 | Cards and security devices for personal identification Contactless vicinity objects Part 2: Air interface and initialization | REFERENCED_UNKNOWN | Indian
IS/IEC 62271 (Part 1):2017 | HIGH-VOLTAGE SWITCHGEAR AND CONTROLGEAR PART 1 COMMON SPECIFICATIONS FOR ALTERNATING CURRENT SWITCHGEAR AND CONTROLGEAR | ETD | IS 9234 (Part 3):2023 | Methods of Sampling and Test for Solid Waste Part 3 Chemical Analysis (Excluding Industrial Solid Wastes) (First Revision) | TEST_METHOD | Indian
IS/IEC 62271 (Part 1):2017 | HIGH-VOLTAGE SWITCHGEAR AND CONTROLGEAR PART 1 COMMON SPECIFICATIONS FOR ALTERNATING CURRENT SWITCHGEAR AND CONTROLGEAR | ETD | IS/ISO 17117 (Part 1):2018 | Health informatics Terminological resources Part 1 Characteristics | REFERENCED_UNKNOWN | Indian
IS/IEC 62271 (Part 1):2017 | HIGH-VOLTAGE SWITCHGEAR AND CONTROLGEAR PART 1 COMMON SPECIFICATIONS FOR ALTERNATING CURRENT SWITCHGEAR AND CONTROLGEAR | ETD | IEC 61810 (Part 7):2006 |  | REFERENCED_UNKNOWN | International
IS/IEC 62271 (Part 1):2017 | HIGH-VOLTAGE SWITCHGEAR AND CONTROLGEAR PART 1 COMMON SPECIFICATIONS FOR ALTERNATING CURRENT SWITCHGEAR AND CONTROLGEAR | ETD | IEC 60050 (Part 192):2015 |  | REFERENCED_UNKNOWN | International
IS/IEC 62271 (Part 1):2017 | HIGH-VOLTAGE SWITCHGEAR AND CONTROLGEAR PART 1 COMMON SPECIFICATIONS FOR ALTERNATING CURRENT SWITCHGEAR AND CONTROLGEAR | ETD | IEC 60050 (Part 581):2008 |  | REFERENCED_UNKNOWN | International
IS/IEC 62271 (Part 1):2017 | HIGH-VOLTAGE SWITCHGEAR AND CONTROLGEAR PART 1 COMMON SPECIFICATIONS FOR ALTERNATING CURRENT SWITCHGEAR AND CONTROLGEAR | ETD | IEC 60050 (Part 601) |  | REFERENCED_UNKNOWN | International
IS/IEC 62271 (Part 1):2017 | HIGH-VOLTAGE SWITCHGEAR AND CONTROLGEAR PART 1 COMMON SPECIFICATIONS FOR ALTERNATING CURRENT SWITCHGEAR AND CONTROLGEAR | ETD | IEC 60050 (Part 605) |  | REFERENCED_UNKNOWN | International
IS/IEC 62271 (Part 1):2017 | HIGH-VOLTAGE SWITCHGEAR AND CONTROLGEAR PART 1 COMMON SPECIFICATIONS FOR ALTERNATING CURRENT SWITCHGEAR AND CONTROLGEAR | ETD | IEC 60050 (Part 614):2016 |  | REFERENCED_UNKNOWN | International
IS/IEC 62271 (Part 1):2017 | HIGH-VOLTAGE SWITCHGEAR AND CONTROLGEAR PART 1 COMMON SPECIFICATIONS FOR ALTERNATING CURRENT SWITCHGEAR AND CONTROLGEAR | ETD | IEC 60050 (Part 811) |  | REFERENCED_UNKNOWN | International
IS/IEC 62271 (Part 1):2017 | HIGH-VOLTAGE SWITCHGEAR AND CONTROLGEAR PART 1 COMMON SPECIFICATIONS FOR ALTERNATING CURRENT SWITCHGEAR AND CONTROLGEAR | ETD | IEC 60050 (Part 826):2004 |  | REFERENCED_UNKNOWN | International
IS/IEC 62271 (Part 1):2017 | HIGH-VOLTAGE SWITCHGEAR AND CONTROLGEAR PART 1 COMMON SPECIFICATIONS FOR ALTERNATING CURRENT SWITCHGEAR AND CONTROLGEAR | ETD | IEC 60068 (Part 2/Sec 2):2007 |  | REFERENCED_UNKNOWN | International
IS/IEC 62271 (Part 1):2017 | HIGH-VOLTAGE SWITCHGEAR AND CONTROLGEAR PART 1 COMMON SPECIFICATIONS FOR ALTERNATING CURRENT SWITCHGEAR AND CONTROLGEAR | ETD | IEC 60068 (Part 2/Sec 30):2005 |  | REFERENCED_UNKNOWN | International
IS/IEC 62271 (Part 1):2017 | HIGH-VOLTAGE SWITCHGEAR AND CONTROLGEAR PART 1 COMMON SPECIFICATIONS FOR ALTERNATING CURRENT SWITCHGEAR AND CONTROLGEAR | ETD | IEC 60296 |  | REFERENCED_UNKNOWN | International
IS/IEC 62271 (Part 1):2017 | HIGH-VOLTAGE SWITCHGEAR AND CONTROLGEAR PART 1 COMMON SPECIFICATIONS FOR ALTERNATING CURRENT SWITCHGEAR AND CONTROLGEAR | ETD | IEC 61000 (Part 4/Sec 18) |  | REFERENCED_UNKNOWN | International
IS/IEC 62271 (Part 1):2017 | HIGH-VOLTAGE SWITCHGEAR AND CONTROLGEAR PART 1 COMMON SPECIFICATIONS FOR ALTERNATING CURRENT SWITCHGEAR AND CONTROLGEAR | ETD | IEC 61000 (Part 4/Sec 26) |  | REFERENCED_UNKNOWN | International
IS/IEC 62271 (Part 1):2017 | HIGH-VOLTAGE SWITCHGEAR AND CONTROLGEAR PART 1 COMMON SPECIFICATIONS FOR ALTERNATING CURRENT SWITCHGEAR AND CONTROLGEAR | ETD | IEC 61000 (Part 6/Sec 5) |  | REFERENCED_UNKNOWN | International
IS/IEC 62271 (Part 1):2017 | HIGH-VOLTAGE SWITCHGEAR AND CONTROLGEAR PART 1 COMMON SPECIFICATIONS FOR ALTERNATING CURRENT SWITCHGEAR AND CONTROLGEAR | ETD | IEC 62271 (Part 4) |  | REFERENCED_UNKNOWN | International
IS/IEC 62271 (Part 1):2017 | HIGH-VOLTAGE SWITCHGEAR AND CONTROLGEAR PART 1 COMMON SPECIFICATIONS FOR ALTERNATING CURRENT SWITCHGEAR AND CONTROLGEAR | ETD | IEC 18 (Part 2) |  | REFERENCED_UNKNOWN | International
IS 14927 (Part 1):2023 | Cable Trunking Systems and Cable Ducting Systems for Electrical Installations Part 1: General Requirements first revision | ETD | IS 1401:2008 | Protection of persons and equipment by enclosures - Probes for verification (Second Revision) | REFERENCED_UNKNOWN | Indian
IS 14927 (Part 1):2023 | Cable Trunking Systems and Cable Ducting Systems for Electrical Installations Part 1: General Requirements first revision | ETD | IS 2102 (Part 1):1993 | General tolerances: Part 1 tolerances for linear and angular dimensions without individual tolerance indications (Third Revision) | REFERENCED_UNKNOWN | Indian
IS 14927 (Part 1):2023 | Cable Trunking Systems and Cable Ducting Systems for Electrical Installations Part 1: General Requirements first revision | ETD | IS/IEC 60529:2001 | Degrees of protection provided by enclosures (IP Code) | REFERENCED_UNKNOWN | Indian
IS 14927 (Part 1):2023 | Cable Trunking Systems and Cable Ducting Systems for Electrical Installations Part 1: General Requirements first revision | ETD | IS/IEC 60695 (Part 2/Sec 11):2021 | Fire Hazard Testing Part 2: Glowinghot-wire based test methods Section 11: Glow-wire flammability test method for end products GWEPT | TEST_METHOD | Indian
IS 14927 (Part 1):2023 | Cable Trunking Systems and Cable Ducting Systems for Electrical Installations Part 1: General Requirements first revision | ETD | IS 18459:2024 | Water Penetration of Curtain Walls Windows Sliders Doors and Skylights by Uniform Static Air Pressure Difference Method of Test | TEST_METHOD | Indian
IS 14927 (Part 1):2023 | Cable Trunking Systems and Cable Ducting Systems for Electrical Installations Part 1: General Requirements first revision | ETD | IEC 60417 |  | REFERENCED_UNKNOWN | International
IS 14927 (Part 1):2023 | Cable Trunking Systems and Cable Ducting Systems for Electrical Installations Part 1: General Requirements first revision | ETD | IEC 60695 (Part 11/Sec 2):2013 |  | REFERENCED_UNKNOWN | International
IS/IEC 62271 (Part 100):2021 | High-voltage switchgear and controlgear Part 100 Alternating-current circuit-breakers | ETD | IS 1885 (Part 17):2024 | Electrotechnical Vocabulary Part 17 Switchgear and Control Gear (Second Revision) | TERMINOLOGY | Indian
IS/IEC 62271 (Part 100):2021 | High-voltage switchgear and controlgear Part 100 Alternating-current circuit-breakers | ETD | IS 1885 (Part 32):2019 | Electrotechnical Vocabulary Part 32 Electric Cables ( Second Revision ) | TERMINOLOGY | Indian
IS/IEC 62271 (Part 100):2021 | High-voltage switchgear and controlgear Part 100 Alternating-current circuit-breakers | ETD | IS 1885 (Part 74):2012 | Electrotechnical vocabulary: Part 74 electrical and magnetic devices (First Revision) | TERMINOLOGY | Indian
IS/IEC 62271 (Part 100):2021 | High-voltage switchgear and controlgear Part 100 Alternating-current circuit-breakers | ETD | IS 2071 (Part 1):2016 | High - Voltage test techniques: Part 1 general definitions and test requirements (Third Revision) | TERMINOLOGY | Indian
IS/IEC 62271 (Part 100):2021 | High-voltage switchgear and controlgear Part 100 Alternating-current circuit-breakers | ETD | IS/IEC 61730 (Part 1):2023 | Photovoltaic (PV) Module Safety Qualification Part 1 Requirements for Construction (Second Revision) | COMPONENT_PRODUCT | Indian
IS/IEC 62271 (Part 100):2021 | High-voltage switchgear and controlgear Part 100 Alternating-current circuit-breakers | ETD | IS/IEC 60270:2000 | High - Voltage test techniques - Partial discharge measurements | REFERENCED_UNKNOWN | Indian
IS/IEC 62271 (Part 100):2021 | High-voltage switchgear and controlgear Part 100 Alternating-current circuit-breakers | ETD | IS/ISO 15761:2020 | STEEL GATE GLOBE AND CHECK VALVES FOR SIZES DN 100 AND SMALLER FOR THE PETROLEUM AND NATURAL GAS INDUSTRIES | REFERENCED_UNKNOWN | Indian
IS/IEC 62271 (Part 100):2021 | High-voltage switchgear and controlgear Part 100 Alternating-current circuit-breakers | ETD | IS/IEC 61196 (Part 1/Sec 108):2011 | Coaxial communication cables Part 1-108: Electrical test methods Test for characteristic impedance phase and group delay electrical length and propagation velocity First Revision | TEST_METHOD | Indian
IS/IEC 62271 (Part 100):2021 | High-voltage switchgear and controlgear Part 100 Alternating-current circuit-breakers | ETD | IS/IEC 61196 (Part 1/Sec 115):2006 | Coaxial communication cables: Part 1 - 115 electrical test methods - Test for regularity of impedance (Pulse/step Function Return Loss) | TEST_METHOD | Indian
IS/IEC 62271 (Part 100):2021 | High-voltage switchgear and controlgear Part 100 Alternating-current circuit-breakers | ETD | IS/IEC 60255 (Part 151):2009 | Measuring relays and protection equipment: Part 151 functional requirements for over/under current protection | COMPONENT_PRODUCT | Indian
IS/IEC 62271 (Part 100):2021 | High-voltage switchgear and controlgear Part 100 Alternating-current circuit-breakers | ETD | IS 3025 (Part 74):2022 | Methods of Sampling and Test (Physical and Chemical) for Water and Waste Water Part 74 Vanadium | TEST_METHOD | Indian
IS/IEC 62271 (Part 100):2021 | High-voltage switchgear and controlgear Part 100 Alternating-current circuit-breakers | ETD | IEC 60050 (Part 442):1998 |  | REFERENCED_UNKNOWN | International
IS/IEC 62271 (Part 100):2021 | High-voltage switchgear and controlgear Part 100 Alternating-current circuit-breakers | ETD | IEC 60050 (Part 601):1985 |  | REFERENCED_UNKNOWN | International
IS/IEC 62271 (Part 100):2021 | High-voltage switchgear and controlgear Part 100 Alternating-current circuit-breakers | ETD | IEC 60050 (Part 614):2016 |  | REFERENCED_UNKNOWN | International
IS/IEC 62271 (Part 100):2021 | High-voltage switchgear and controlgear Part 100 Alternating-current circuit-breakers | ETD | IEC 60059 |  | REFERENCED_UNKNOWN | International
IS/IEC 62271 (Part 111):2019 | High Voltage Switchgear and Controlgear: Part 111 Automatic circuit reclosers for alternating current systems up to and including 38 kV | ETD | IS 1885 (Part 17):2024 | Electrotechnical Vocabulary Part 17 Switchgear and Control Gear (Second Revision) | TERMINOLOGY | Indian
IS/IEC 62271 (Part 111):2019 | High Voltage Switchgear and Controlgear: Part 111 Automatic circuit reclosers for alternating current systems up to and including 38 kV | ETD | IS 1885 (Part 74):2012 | Electrotechnical vocabulary: Part 74 electrical and magnetic devices (First Revision) | TERMINOLOGY | Indian
IS/IEC 62271 (Part 111):2019 | High Voltage Switchgear and Controlgear: Part 111 Automatic circuit reclosers for alternating current systems up to and including 38 kV | ETD | IS/IEC 61730 (Part 1):2023 | Photovoltaic (PV) Module Safety Qualification Part 1 Requirements for Construction (Second Revision) | COMPONENT_PRODUCT | Indian
IS/IEC 62271 (Part 111):2019 | High Voltage Switchgear and Controlgear: Part 111 Automatic circuit reclosers for alternating current systems up to and including 38 kV | ETD | IS 16102 (Part 1):2026 | Self-Ballasted LED Lamps for General Lighting Services Part 1 Safety Requirements (First Revision) | SAFETY_STANDARD | Indian
IS/IEC 62271 (Part 111):2019 | High Voltage Switchgear and Controlgear: Part 111 Automatic circuit reclosers for alternating current systems up to and including 38 kV | ETD | IS/IEC 60270:2000 | High - Voltage test techniques - Partial discharge measurements | REFERENCED_UNKNOWN | Indian
IS/IEC 62271 (Part 111):2019 | High Voltage Switchgear and Controlgear: Part 111 Automatic circuit reclosers for alternating current systems up to and including 38 kV | ETD | IS/IEC 60255 (Part 26):2013 | Measuring Relays and Protection Equipment Part 26 Electromagnetic Compatibility Requirements ( First Revision ) | COMPONENT_PRODUCT | Indian
IS/IEC 62271 (Part 111):2019 | High Voltage Switchgear and Controlgear: Part 111 Automatic circuit reclosers for alternating current systems up to and including 38 kV | ETD | IS 17053:2023 | Guidelines for the Checking and Treatment of Sulfur Hexafluoride (SF6) Taken from Electrical Equipment and Specification for its Re-Use ( First Revision ) | COMPONENT_PRODUCT | Indian
IS/IEC 62271 (Part 111):2019 | High Voltage Switchgear and Controlgear: Part 111 Automatic circuit reclosers for alternating current systems up to and including 38 kV | ETD | IS/ISO/IEC 15693 (Part 2):2022 | Cards and security devices for personal identification Contactless vicinity objects Part 2: Air interface and initialization | REFERENCED_UNKNOWN | Indian
IS/IEC 62271 (Part 111):2019 | High Voltage Switchgear and Controlgear: Part 111 Automatic circuit reclosers for alternating current systems up to and including 38 kV | ETD | IEC 61000 (Part 4/Sec 18) |  | REFERENCED_UNKNOWN | International
IS/IEC 62271 (Part 111):2019 | High Voltage Switchgear and Controlgear: Part 111 Automatic circuit reclosers for alternating current systems up to and including 38 kV | ETD | IEC 62271 (Part 4) |  | REFERENCED_UNKNOWN | International
IS/IEC/TS 61439 (Part 7):2023 | Low-voltage switchgear and controlgear assemblies Part 7: Assemblies for specific applications such as marinas camping sites market squares electric vehicle charging stations (First Revision)) | ETD | IS 9000 (Part 7/Sec 1):2018 | Basic environmental testing procedures for electronic and electrical items: Part 7 impact test: Sec 1 shock (Test Ea) (Second Revision) | TEST_METHOD | Indian
IS/IEC/TS 61439 (Part 7):2023 | Low-voltage switchgear and controlgear assemblies Part 7: Assemblies for specific applications such as marinas camping sites market squares electric vehicle charging stations (First Revision)) | ETD | IS/IEC 61439 (Part 1):2020 | Low-voltage switchgear and controlgear assemblies Part 1: General rules (First Revision) | REFERENCED_UNKNOWN | Indian
IS/IEC/TS 61439 (Part 7):2023 | Low-voltage switchgear and controlgear assemblies Part 7: Assemblies for specific applications such as marinas camping sites market squares electric vehicle charging stations (First Revision)) | ETD | IS 17050:2023 | Degrees of protection provided by enclosures for electrical equipment against external mechanical impacts IK Code | REFERENCED_UNKNOWN | Indian
IS/IEC/TS 61439 (Part 7):2023 | Low-voltage switchgear and controlgear assemblies Part 7: Assemblies for specific applications such as marinas camping sites market squares electric vehicle charging stations (First Revision)) | ETD | IEC 60068 (Part 2/Sec 75) |  | REFERENCED_UNKNOWN | International
IS/IEC 61439 (Part 2):2020 | Low-voltage switchgear and controlgear assemblies Part 2: Power switchgear and controlgear assemblies (First Revision) | ETD | IS B2557:1994 | Annatto colour for food products – Specification | COMPONENT_PRODUCT | Indian
IS/IEC 61439 (Part 2):2020 | Low-voltage switchgear and controlgear assemblies Part 2: Power switchgear and controlgear assemblies (First Revision) | ETD | IS 16504 (Part 1):2019 | Safety of Machinery — Electrical Equipment of Machines Part 1 General Requirements ( First Revision ) | COMPONENT_PRODUCT | Indian
IS/IEC 61439 (Part 2):2020 | Low-voltage switchgear and controlgear assemblies Part 2: Power switchgear and controlgear assemblies (First Revision) | ETD | IS 17050:2023 | Degrees of protection provided by enclosures for electrical equipment against external mechanical impacts IK Code | REFERENCED_UNKNOWN | Indian
IS/IEC 61439 (Part 2):2020 | Low-voltage switchgear and controlgear assemblies Part 2: Power switchgear and controlgear assemblies (First Revision) | ETD | IEC 61140:2016 |  | REFERENCED_UNKNOWN | International
IS/IEC 60947 (Part 6/Sec 2):2020 | Low-voltage switchgear and controlgear Part 6-2: Multiple function equipment Control and protective switching devices or equipment (CPS) | ETD | IS 1271:2012 | Electrical insulation - Thermal evaluation and designation (Second Revision) | REFERENCED_UNKNOWN | Indian
IS/IEC 60947 (Part 6/Sec 2):2020 | Low-voltage switchgear and controlgear Part 6-2: Multiple function equipment Control and protective switching devices or equipment (CPS) | ETD | IS/IEC 60715:2017 | Dimensions of low - Voltage switchgear and controlgear - Standardized mounting on rails for mechanical support of switchgear, controlgear and accessories (First Revision) | REFERENCED_UNKNOWN | Indian
IS/IEC 60947 (Part 6/Sec 2):2020 | Low-voltage switchgear and controlgear Part 6-2: Multiple function equipment Control and protective switching devices or equipment (CPS) | ETD | IS/IEC 60947 (Part 2):2016 | Low - Voltage switchgear and controlgear: Part 2 circuit - Breakers (First Revision) | REFERENCED_UNKNOWN | Indian
IS/IEC 60947 (Part 6/Sec 2):2020 | Low-voltage switchgear and controlgear Part 6-2: Multiple function equipment Control and protective switching devices or equipment (CPS) | ETD | IS 14700 (Part 6/Sec 2):2019 | Electromagnetic Compatibility ( EMC ) Part 6 Generic Standards Section 2 Immunity standard for industrial environments ( First Revision ) | REFERENCED_UNKNOWN | Indian
IS/IEC 60947 (Part 6/Sec 2):2020 | Low-voltage switchgear and controlgear Part 6-2: Multiple function equipment Control and protective switching devices or equipment (CPS) | ETD | IS/IEC 60730 (Part 1):1999 | Automatic electrical controls for household and similar use : part 1 General Requirements | COMPONENT_PRODUCT | Indian
IS/IEC 60947 (Part 6/Sec 2):2020 | Low-voltage switchgear and controlgear Part 6-2: Multiple function equipment Control and protective switching devices or equipment (CPS) | ETD | IS 17778:2022 | Bidis — Determination of Total and Nicotine-Free Dry Particulate Matter Using a Linear Routine Analytical Smoking Machine | REFERENCED_UNKNOWN | Indian
IS/IEC 60947 (Part 6/Sec 2):2020 | Low-voltage switchgear and controlgear Part 6-2: Multiple function equipment Control and protective switching devices or equipment (CPS) | ETD | IS/ISO 26262 (Part 10):2018 | Road vehicles Functional safety Part 10: Guidelines on ISO 26262 | REFERENCED_UNKNOWN | Indian
IS/IEC 60947 (Part 6/Sec 2):2020 | Low-voltage switchgear and controlgear Part 6-2: Multiple function equipment Control and protective switching devices or equipment (CPS) | ETD | IS 18995 (Part 4):2025 | Dental Rotary Instruments - Cutters Part 4 Miniature Carbide Laboratory Cutters | REFERENCED_UNKNOWN | Indian
IS/IEC 60947 (Part 6/Sec 2):2020 | Low-voltage switchgear and controlgear Part 6-2: Multiple function equipment Control and protective switching devices or equipment (CPS) | ETD | IEC 60417 |  | REFERENCED_UNKNOWN | International
IS/IEC 60947 (Part 6/Sec 2):2020 | Low-voltage switchgear and controlgear Part 6-2: Multiple function equipment Control and protective switching devices or equipment (CPS) | ETD | IEC 60617 |  | REFERENCED_UNKNOWN | International
IS/IEC 60947 (Part 6/Sec 2):2020 | Low-voltage switchgear and controlgear Part 6-2: Multiple function equipment Control and protective switching devices or equipment (CPS) | ETD | IEC 61051 (Part 2) |  | REFERENCED_UNKNOWN | International
IS/IEC 60947 (Part 6/Sec 1):2021 | Low-voltage switchgear and controlgear Part 6 Multiple function equipment Section 1 Transfer switching equipment (First Revision) | ETD | IS/IEC 60715:2017 | Dimensions of low - Voltage switchgear and controlgear - Standardized mounting on rails for mechanical support of switchgear, controlgear and accessories (First Revision) | REFERENCED_UNKNOWN | Indian
IS/IEC 60947 (Part 6/Sec 1):2021 | Low-voltage switchgear and controlgear Part 6 Multiple function equipment Section 1 Transfer switching equipment (First Revision) | ETD | IS/IEC 60947 (Part 2):2016 | Low - Voltage switchgear and controlgear: Part 2 circuit - Breakers (First Revision) | REFERENCED_UNKNOWN | Indian
IS/IEC 60947 (Part 6/Sec 1):2021 | Low-voltage switchgear and controlgear Part 6 Multiple function equipment Section 1 Transfer switching equipment (First Revision) | ETD | IS/IEC 60947 (Part 4/Sec 1):2023 | Low-Voltage Switchgear and Controlgear Part 4 Contactors and Motor-Starters Section 1 Electromechanical Contactors and Motor-Starters | REFERENCED_UNKNOWN | Indian
IS/IEC 60947 (Part 6/Sec 1):2021 | Low-voltage switchgear and controlgear Part 6 Multiple function equipment Section 1 Transfer switching equipment (First Revision) | ETD | IS/IEC 60947 (Part 5/Sec 1):2024 | Low-Voltage Switchgear and Controlgear Part 5 Control Circuit Devices and Switching Elements Section 1 Electromechanical Control Circuit Devices (Third Revision) | REFERENCED_UNKNOWN | Indian
IS/IEC 60947 (Part 6/Sec 1):2021 | Low-voltage switchgear and controlgear Part 6 Multiple function equipment Section 1 Transfer switching equipment (First Revision) | ETD | IS/IEC 60947 (Part 3):2020 | Low-Voltage Switchgear and Controlgear: Part 3 Switches Disconnectors Switch-Disconnectors and Fuse-Combination Units | REFERENCED_UNKNOWN | Indian
IS/IEC 60947 (Part 6/Sec 1):2021 | Low-voltage switchgear and controlgear Part 6 Multiple function equipment Section 1 Transfer switching equipment (First Revision) | ETD | IS/IEC 60947 (Part 5/Sec 2):2019 | LLow-Voltage Switchgear and Controlgear Part 5 Control Circuit Devices and Switching Elements Section 2 Proximity Switches ( First Revision ) | REFERENCED_UNKNOWN | Indian
IS/IEC 60947 (Part 6/Sec 1):2021 | Low-voltage switchgear and controlgear Part 6 Multiple function equipment Section 1 Transfer switching equipment (First Revision) | ETD | IS/IEC 60947 (Part 6/Sec 1):2021 | Low-voltage switchgear and controlgear Part 6 Multiple function equipment Section 1 Transfer switching equipment (First Revision) | REFERENCED_UNKNOWN | Indian
IS/IEC 60947 (Part 6/Sec 1):2021 | Low-voltage switchgear and controlgear Part 6 Multiple function equipment Section 1 Transfer switching equipment (First Revision) | ETD | IS/IEC 60812:2018 | Failure Modes and Effects Analysis ( FMEA and FMECA ) | REFERENCED_UNKNOWN | Indian
IS/IEC 60947 (Part 6/Sec 1):2021 | Low-voltage switchgear and controlgear Part 6 Multiple function equipment Section 1 Transfer switching equipment (First Revision) | ETD | IS 17778:2022 | Bidis — Determination of Total and Nicotine-Free Dry Particulate Matter Using a Linear Routine Analytical Smoking Machine | REFERENCED_UNKNOWN | Indian
IS/IEC 60947 (Part 6/Sec 1):2021 | Low-voltage switchgear and controlgear Part 6 Multiple function equipment Section 1 Transfer switching equipment (First Revision) | ETD | IS/ISO/TR 32220:2021 | Sustainable finance - Basic concepts and key initiatives | REFERENCED_UNKNOWN | Indian
IS/IEC 60947 (Part 6/Sec 1):2021 | Low-voltage switchgear and controlgear Part 6 Multiple function equipment Section 1 Transfer switching equipment (First Revision) | ETD | IS/ISO 56007:2023 | Innovation Management - Tools and Methods for Managing Opportunities and Ideas - Guidance | REFERENCED_UNKNOWN | Indian
IS/IEC 60947 (Part 6/Sec 1):2021 | Low-voltage switchgear and controlgear Part 6 Multiple function equipment Section 1 Transfer switching equipment (First Revision) | ETD | IS 19206 (Part 4):2025 | Photography - Photographic Grade Chemicals - Test Methods - Part 4 Determination of Residue after Ignition | TEST_METHOD | Indian
IS/IEC 60947 (Part 6/Sec 1):2021 | Low-voltage switchgear and controlgear Part 6 Multiple function equipment Section 1 Transfer switching equipment (First Revision) | ETD | IS 18995 (Part 4):2025 | Dental Rotary Instruments - Cutters Part 4 Miniature Carbide Laboratory Cutters | REFERENCED_UNKNOWN | Indian
IS/IEC 60947 (Part 6/Sec 1):2021 | Low-voltage switchgear and controlgear Part 6 Multiple function equipment Section 1 Transfer switching equipment (First Revision) | ETD | IEC 60068 (Part 2/Sec 2):2007 |  | REFERENCED_UNKNOWN | International
IS/IEC 60947 (Part 6/Sec 1):2021 | Low-voltage switchgear and controlgear Part 6 Multiple function equipment Section 1 Transfer switching equipment (First Revision) | ETD | IEC 60417 |  | REFERENCED_UNKNOWN | International
IS/IEC 60947 (Part 6/Sec 1):2021 | Low-voltage switchgear and controlgear Part 6 Multiple function equipment Section 1 Transfer switching equipment (First Revision) | ETD | IEC 61000 (Part 4/Sec 13):2002 |  | REFERENCED_UNKNOWN | International
IS/IEC 60947 (Part 5/Sec 2):2019 | LLow-Voltage Switchgear and Controlgear Part 5 Control Circuit Devices and Switching Elements Section 2 Proximity Switches ( First Revision ) | ETD | IS 11000 (Part 2/Sec 1):2018 | Fire hazard testing: Part 2 test methods: Sec 1 glow - Wire apparatus and common test procedure (Second Revision) | TEST_METHOD | Indian
IS/IEC 60947 (Part 5/Sec 2):2019 | LLow-Voltage Switchgear and Controlgear Part 5 Control Circuit Devices and Switching Elements Section 2 Proximity Switches ( First Revision ) | ETD | IS 14700 (Part 4/Sec 2):2018 | Electromagnetic compatibility (EMC): Part 4 testing and measurement techniques: Sec 2 electrostatic discharge immunity test (Second Revision) | REFERENCED_UNKNOWN | Indian
IS/IEC 60947 (Part 5/Sec 2):2019 | LLow-Voltage Switchgear and Controlgear Part 5 Control Circuit Devices and Switching Elements Section 2 Proximity Switches ( First Revision ) | ETD | IS 14700 (Part 4/Sec 3):2023 | Electromagnetic compatibility EMC Part 4 Testing and Measurement Techniques Section 3 Radiated radio-frequency electromagnetic field immunity test Second Revision | REFERENCED_UNKNOWN | Indian
IS/IEC 60947 (Part 5/Sec 2):2019 | LLow-Voltage Switchgear and Controlgear Part 5 Control Circuit Devices and Switching Elements Section 2 Proximity Switches ( First Revision ) | ETD | IS 14700 (Part 4/Sec 4):2018 | Electromagnetic compatibility (EMC): Part 4 testing and measurement techniques: Sec 4 electrical fast transient / burst immunity test (Second Revision) | REFERENCED_UNKNOWN | Indian
IS/IEC 60947 (Part 5/Sec 2):2019 | LLow-Voltage Switchgear and Controlgear Part 5 Control Circuit Devices and Switching Elements Section 2 Proximity Switches ( First Revision ) | ETD | IS 14700 (Part 4/Sec 8):2018 | Electromagnetic compatibility (EMC): Part 4 testing and measurement techniques: Sec 8 power frequency magnetic field immunity test (Second Revision) | REFERENCED_UNKNOWN | Indian
IS/IEC 60947 (Part 5/Sec 2):2019 | LLow-Voltage Switchgear and Controlgear Part 5 Control Circuit Devices and Switching Elements Section 2 Proximity Switches ( First Revision ) | ETD | IS 9000 (Part 7/Sec 1):2018 | Basic environmental testing procedures for electronic and electrical items: Part 7 impact test: Sec 1 shock (Test Ea) (Second Revision) | TEST_METHOD | Indian
IS/IEC 60947 (Part 5/Sec 2):2019 | LLow-Voltage Switchgear and Controlgear Part 5 Control Circuit Devices and Switching Elements Section 2 Proximity Switches ( First Revision ) | ETD | IS 16108:2012 | Photobiological safety of lamps and lamp systems | REFERENCED_UNKNOWN | Indian
IS/IEC 60947 (Part 5/Sec 2):2019 | LLow-Voltage Switchgear and Controlgear Part 5 Control Circuit Devices and Switching Elements Section 2 Proximity Switches ( First Revision ) | ETD | IS 14700 (Part 4/Sec 6):2026 | Electromagnetic Compatibility EMC Part 4: Testing and Measurement Techniques Section 6: Immunity to Conducted Disturbances Induced by Radio-Frequency Fields First Revision | REFERENCED_UNKNOWN | Indian
IS/IEC 60947 (Part 5/Sec 2):2019 | LLow-Voltage Switchgear and Controlgear Part 5 Control Circuit Devices and Switching Elements Section 2 Proximity Switches ( First Revision ) | ETD | IS 16108 (Part 2):2018 | Photobiological safety of lamps and lamp systems: Part 2 guidance on manufacturing requirements relating to non - Laser optical radiation safety | COMPONENT_PRODUCT | Indian
IS/IEC 60947 (Part 5/Sec 2):2019 | LLow-Voltage Switchgear and Controlgear Part 5 Control Circuit Devices and Switching Elements Section 2 Proximity Switches ( First Revision ) | ETD | IS 16108 (Part 3):2018 | Photobiological safety of lamps and lamp systems: Part 3 guidelines for the safe use of intense pulsed light source equipment on humans | REFERENCED_UNKNOWN | Indian
IS/IEC 60947 (Part 5/Sec 2):2019 | LLow-Voltage Switchgear and Controlgear Part 5 Control Circuit Devices and Switching Elements Section 2 Proximity Switches ( First Revision ) | ETD | IS 16996:2018 | Low-Voltage Electrical Installations — Energy Efficiency | INSTALLATION_CODE | Indian
IS/IEC 60947 (Part 5/Sec 2):2019 | LLow-Voltage Switchgear and Controlgear Part 5 Control Circuit Devices and Switching Elements Section 2 Proximity Switches ( First Revision ) | ETD | IS 16997:2018 | Requirements for Low-Voltage Special Electrical Installations or Locations Solar Photovoltaic ( PV ) Power Supply Systems | INSTALLATION_CODE | Indian
IS/IEC 60947 (Part 5/Sec 2):2019 | LLow-Voltage Switchgear and Controlgear Part 5 Control Circuit Devices and Switching Elements Section 2 Proximity Switches ( First Revision ) | ETD | IS/IEC 60695 (Part 2/Sec 11):2021 | Fire Hazard Testing Part 2: Glowinghot-wire based test methods Section 11: Glow-wire flammability test method for end products GWEPT | TEST_METHOD | Indian
IS/IEC 60947 (Part 5/Sec 2):2019 | LLow-Voltage Switchgear and Controlgear Part 5 Control Circuit Devices and Switching Elements Section 2 Proximity Switches ( First Revision ) | ETD | IS/IEC 60695 (Part 2/Sec 12):2021 | Fire Hazard Testing Part 2: Glowinghot-wire based test methods Section 12: Glow-wire flammability index GWFI Test method for materials | TEST_METHOD | Indian
IS/IEC 60947 (Part 5/Sec 2):2019 | LLow-Voltage Switchgear and Controlgear Part 5 Control Circuit Devices and Switching Elements Section 2 Proximity Switches ( First Revision ) | ETD | IS/ISO 19023:2018 | Dentistry Orthodontic anchor screws | REFERENCED_UNKNOWN | Indian
IS/IEC 60947 (Part 5/Sec 2):2019 | LLow-Voltage Switchgear and Controlgear Part 5 Control Circuit Devices and Switching Elements Section 2 Proximity Switches ( First Revision ) | ETD | IS/ISO/IEC 10373 (Part 9):2011 | Identification Cards — Test Methods Part 9 Optical Memory Cards — Holographic Recording Method | TEST_METHOD | Indian
IS/IEC 60947 (Part 5/Sec 2):2019 | LLow-Voltage Switchgear and Controlgear Part 5 Control Circuit Devices and Switching Elements Section 2 Proximity Switches ( First Revision ) | ETD | IS/IEC 60794 (Part 3/Sec 21):2015 | OPTICAL FIBRE CABLES PART 3 OUTDOOR CABLES SECTION 21 PRODUCT SPECIFICATION FOR OPTICAL SELF-SUPPORTING AERIAL TELECOMMUNICATION CABLES FOR USE IN PREMISES CABLING | COMPONENT_PRODUCT | Indian
IS/IEC 60947 (Part 5/Sec 2):2019 | LLow-Voltage Switchgear and Controlgear Part 5 Control Circuit Devices and Switching Elements Section 2 Proximity Switches ( First Revision ) | ETD | IS/ISO 8066 (Part 2):2001 | Rubber and Plastics Hoses and Hose Assemblies for Automotive Air Conditioning Specification Part 2 Refrigerant 134a | COMPONENT_PRODUCT | Indian
IS/IEC 60947 (Part 5/Sec 2):2019 | LLow-Voltage Switchgear and Controlgear Part 5 Control Circuit Devices and Switching Elements Section 2 Proximity Switches ( First Revision ) | ETD | IS 8066 (Part 3):2020 | Rubber and Plastics Hoses and Hose assemblies for Automotive Air Conditioning Specification Part 3 Refrigerant 1234yf | COMPONENT_PRODUCT | Indian
IS/IEC 60947 (Part 5/Sec 2):2019 | LLow-Voltage Switchgear and Controlgear Part 5 Control Circuit Devices and Switching Elements Section 2 Proximity Switches ( First Revision ) | ETD | IS 1885 (Part 88):2022 | Electrotechnical Vocabulary Part 88: Space Radio Communications | TERMINOLOGY | Indian
IS/IEC 60947 (Part 5/Sec 2):2019 | LLow-Voltage Switchgear and Controlgear Part 5 Control Circuit Devices and Switching Elements Section 2 Proximity Switches ( First Revision ) | ETD | IS 17661 (Part 1):2022 | Ships and marine technology Marine NOX Reduction Agent AUS 40 Part 1: Quality Requirements | COMPONENT_PRODUCT | Indian
IS/IEC 60947 (Part 5/Sec 2):2019 | LLow-Voltage Switchgear and Controlgear Part 5 Control Circuit Devices and Switching Elements Section 2 Proximity Switches ( First Revision ) | ETD | IS 17757:2022 | Textiles Automotive Tufted Floor Covering Specification | COMPONENT_PRODUCT | Indian
IS/IEC 60947 (Part 5/Sec 2):2019 | LLow-Voltage Switchgear and Controlgear Part 5 Control Circuit Devices and Switching Elements Section 2 Proximity Switches ( First Revision ) | ETD | IS 17758:2022 | Textiles Automotive Non-woven CarpetMat Specification | COMPONENT_PRODUCT | Indian
IS/IEC 60947 (Part 5/Sec 2):2019 | LLow-Voltage Switchgear and Controlgear Part 5 Control Circuit Devices and Switching Elements Section 2 Proximity Switches ( First Revision ) | ETD | IS 17804 (Part 1):2022 | Determination of Substances Characteristic of Green and Black Tea Part 1: Content of Total Polyphenols in Tea Colorimetric Method Using Folin-Ciocalteu Reagent (Adoption of ISO 14502-1:2005 along with its Cor 1:2006) | REFERENCED_UNKNOWN | Indian
IS/IEC 60947 (Part 5/Sec 2):2019 | LLow-Voltage Switchgear and Controlgear Part 5 Control Circuit Devices and Switching Elements Section 2 Proximity Switches ( First Revision ) | ETD | IS 17778:2022 | Bidis — Determination of Total and Nicotine-Free Dry Particulate Matter Using a Linear Routine Analytical Smoking Machine | REFERENCED_UNKNOWN | Indian
IS/IEC 60947 (Part 5/Sec 2):2019 | LLow-Voltage Switchgear and Controlgear Part 5 Control Circuit Devices and Switching Elements Section 2 Proximity Switches ( First Revision ) | ETD | IS 17792:2022 | Vacuum gas oil VGO - Specification | COMPONENT_PRODUCT | Indian
IS/IEC 60947 (Part 5/Sec 2):2019 | LLow-Voltage Switchgear and Controlgear Part 5 Control Circuit Devices and Switching Elements Section 2 Proximity Switches ( First Revision ) | ETD | IS/IEC/TS 63042 (Part 201):2018 | UHV AC TRANSMISSION SYSTEMS Part 201: UHV AC substation design | REFERENCED_UNKNOWN | Indian
IS/IEC 60947 (Part 5/Sec 2):2019 | LLow-Voltage Switchgear and Controlgear Part 5 Control Circuit Devices and Switching Elements Section 2 Proximity Switches ( First Revision ) | ETD | IS 17772 (Part 2):2022 | Ophthalmic optics Semi-finished spectacle lens blanks Part 2: Specifications for progressive-power and degressive-power lens blanks | COMPONENT_PRODUCT | Indian
IS/IEC 60947 (Part 5/Sec 2):2019 | LLow-Voltage Switchgear and Controlgear Part 5 Control Circuit Devices and Switching Elements Section 2 Proximity Switches ( First Revision ) | ETD | IS 17859 (Part 1):2022 | Dentistry Endodontic instruments Part 1: General requirements | COMPONENT_PRODUCT | Indian
IS/IEC 60947 (Part 5/Sec 2):2019 | LLow-Voltage Switchgear and Controlgear Part 5 Control Circuit Devices and Switching Elements Section 2 Proximity Switches ( First Revision ) | ETD | IS 17836:2022 | Nanotechnologies Guidance on physico-chemical characterization of engineered nanoscale materials for toxicologic assessment | REFERENCED_UNKNOWN | Indian
IS/IEC 60947 (Part 5/Sec 2):2019 | LLow-Voltage Switchgear and Controlgear Part 5 Control Circuit Devices and Switching Elements Section 2 Proximity Switches ( First Revision ) | ETD | IS 17845:2022 | Nanotechnologies Characterization of multiwall carbon nanotube MWCNT samples | REFERENCED_UNKNOWN | Indian
IS/IEC 60947 (Part 5/Sec 2):2019 | LLow-Voltage Switchgear and Controlgear Part 5 Control Circuit Devices and Switching Elements Section 2 Proximity Switches ( First Revision ) | ETD | IS/ISO 23897:2020 | Financial services Unique transaction identifier UTI | REFERENCED_UNKNOWN | Indian
IS/IEC 60947 (Part 5/Sec 2):2019 | LLow-Voltage Switchgear and Controlgear Part 5 Control Circuit Devices and Switching Elements Section 2 Proximity Switches ( First Revision ) | ETD | IS/ISO/IEC 14443 (Part 4):2018 | Cards and security devices for personal identification Contactless proximity objects Part 4: Transmission protocol Amendment - 1 | REFERENCED_UNKNOWN | Indian
IS/IEC 60947 (Part 5/Sec 2):2019 | LLow-Voltage Switchgear and Controlgear Part 5 Control Circuit Devices and Switching Elements Section 2 Proximity Switches ( First Revision ) | ETD | IS 8085 (Part 19):2023 | METHODS OF TEST FOR FOOTWEAR PART 19 SHEAR STRENGTH BEFORE AND AFTER REPEATED CLOSING FOR ACCESSORIES TOUCH AND CLOSE FASTENERS | TEST_METHOD | Indian
IS/IEC 60947 (Part 5/Sec 2):2019 | LLow-Voltage Switchgear and Controlgear Part 5 Control Circuit Devices and Switching Elements Section 2 Proximity Switches ( First Revision ) | ETD | IS 18341:2023 | Rigid Protective Covers for Live Working on A.C. Installation | INSTALLATION_CODE | Indian
IS/IEC 60947 (Part 5/Sec 2):2019 | LLow-Voltage Switchgear and Controlgear Part 5 Control Circuit Devices and Switching Elements Section 2 Proximity Switches ( First Revision ) | ETD | IS 18995 (Part 4):2025 | Dental Rotary Instruments - Cutters Part 4 Miniature Carbide Laboratory Cutters | REFERENCED_UNKNOWN | Indian
IS/IEC 60947 (Part 5/Sec 2):2019 | LLow-Voltage Switchgear and Controlgear Part 5 Control Circuit Devices and Switching Elements Section 2 Proximity Switches ( First Revision ) | ETD | IEC 60068 (Part 2/Sec 14):2009 |  | REFERENCED_UNKNOWN | International
IS/IEC 60947 (Part 5/Sec 2):2019 | LLow-Voltage Switchgear and Controlgear Part 5 Control Circuit Devices and Switching Elements Section 2 Proximity Switches ( First Revision ) | ETD | IEC 60068 (Part 2/Sec 30):2005 |  | REFERENCED_UNKNOWN | International
IS/IEC 60947 (Part 5/Sec 2):2019 | LLow-Voltage Switchgear and Controlgear Part 5 Control Circuit Devices and Switching Elements Section 2 Proximity Switches ( First Revision ) | ETD | IEC 60417 |  | REFERENCED_UNKNOWN | International
IS/IEC 60947 (Part 5/Sec 2):2019 | LLow-Voltage Switchgear and Controlgear Part 5 Control Circuit Devices and Switching Elements Section 2 Proximity Switches ( First Revision ) | ETD | IEC 60445:2017 |  | REFERENCED_UNKNOWN | International
IS/IEC 60947 (Part 5/Sec 2):2019 | LLow-Voltage Switchgear and Controlgear Part 5 Control Circuit Devices and Switching Elements Section 2 Proximity Switches ( First Revision ) | ETD | IEC 60825 (Part 1):2014 |  | REFERENCED_UNKNOWN | International
IS/IEC 60947 (Part 5/Sec 2):2019 | LLow-Voltage Switchgear and Controlgear Part 5 Control Circuit Devices and Switching Elements Section 2 Proximity Switches ( First Revision ) | ETD | IEC 60947 (Part 5/Sec 3) |  | REFERENCED_UNKNOWN | International
IS/IEC 60947 (Part 5/Sec 2):2019 | LLow-Voltage Switchgear and Controlgear Part 5 Control Circuit Devices and Switching Elements Section 2 Proximity Switches ( First Revision ) | ETD | IEC 61140 |  | REFERENCED_UNKNOWN | International
IS/IEC 60947 (Part 5/Sec 2):2019 | LLow-Voltage Switchgear and Controlgear Part 5 Control Circuit Devices and Switching Elements Section 2 Proximity Switches ( First Revision ) | ETD | EN 10084:2008 |  | REFERENCED_UNKNOWN | International
IS/IEC 60947 (Part 5/Sec 2):2019 | LLow-Voltage Switchgear and Controlgear Part 5 Control Circuit Devices and Switching Elements Section 2 Proximity Switches ( First Revision ) | ETD | ISO/TR 622471 (Part 2):2009 |  | REFERENCED_UNKNOWN | International
IS/IEC 60947 (Part 5/Sec 2):2019 | LLow-Voltage Switchgear and Controlgear Part 5 Control Circuit Devices and Switching Elements Section 2 Proximity Switches ( First Revision ) | ETD | IEC 117:2010 |  | REFERENCED_UNKNOWN | International
IS/IEC 62271 (Part 106):2021 | High-voltage switchgear and controlgear Part 106: Alternating current contactors contactor-based controllers and motorstarters | ETD | IS 2071 (Part 1):2016 | High - Voltage test techniques: Part 1 general definitions and test requirements (Third Revision) | TERMINOLOGY | Indian
IS/IEC 62271 (Part 106):2021 | High-voltage switchgear and controlgear Part 106: Alternating current contactors contactor-based controllers and motorstarters | ETD | IS 9385 (Part 1):2024 | High-Voltage Fuses Part 1 Current-Limiting Fuses (Second Revision) | REFERENCED_UNKNOWN | Indian
IS/IEC 62271 (Part 106):2021 | High-voltage switchgear and controlgear Part 106: Alternating current contactors contactor-based controllers and motorstarters | ETD | IS/IEC 61730 (Part 1):2023 | Photovoltaic (PV) Module Safety Qualification Part 1 Requirements for Construction (Second Revision) | COMPONENT_PRODUCT | Indian
IS/IEC 62271 (Part 106):2021 | High-voltage switchgear and controlgear Part 106: Alternating current contactors contactor-based controllers and motorstarters | ETD | IS 16102 (Part 1):2026 | Self-Ballasted LED Lamps for General Lighting Services Part 1 Safety Requirements (First Revision) | SAFETY_STANDARD | Indian
IS/IEC 62271 (Part 106):2021 | High-voltage switchgear and controlgear Part 106: Alternating current contactors contactor-based controllers and motorstarters | ETD | IS/IEC 61196 (Part 1/Sec 108):2011 | Coaxial communication cables Part 1-108: Electrical test methods Test for characteristic impedance phase and group delay electrical length and propagation velocity First Revision | TEST_METHOD | Indian
IS/IEC 62271 (Part 106):2021 | High-voltage switchgear and controlgear Part 106: Alternating current contactors contactor-based controllers and motorstarters | ETD | IS/IEC 60255 (Part 21/Sec 1):1988 | Electrical relays: Part 21 vibration, shock, bump and seismic tests on measuring relays and protection equipment: Sec 1 vibration tests (Sinusoidal) | REFERENCED_UNKNOWN | Indian
IS/IEC 62271 (Part 106):2021 | High-voltage switchgear and controlgear Part 106: Alternating current contactors contactor-based controllers and motorstarters | ETD | IS 16624:2017 | Live working - Portable equipment for earthing or earthing and short - Circuiting | REFERENCED_UNKNOWN | Indian
IS/IEC 62271 (Part 106):2021 | High-voltage switchgear and controlgear Part 106: Alternating current contactors contactor-based controllers and motorstarters | ETD | IS/IEC 61812 (Part 1):2023 | Time Relays and Coupling Relays for Industrial and Residential Use Part 1 Requirements and Tests (First Revision) | COMPONENT_PRODUCT | Indian
IS/IEC 62271 (Part 106):2021 | High-voltage switchgear and controlgear Part 106: Alternating current contactors contactor-based controllers and motorstarters | ETD | IS 3025 (Part 74):2022 | Methods of Sampling and Test (Physical and Chemical) for Water and Waste Water Part 74 Vanadium | TEST_METHOD | Indian
IS/IEC 62271 (Part 106):2021 | High-voltage switchgear and controlgear Part 106: Alternating current contactors contactor-based controllers and motorstarters | ETD | IEC 60068 (Part 2/Sec 1):2007 |  | REFERENCED_UNKNOWN | International
IS/IEC 62271 (Part 106):2021 | High-voltage switchgear and controlgear Part 106: Alternating current contactors contactor-based controllers and motorstarters | ETD | IEC 60068 (Part 2/Sec 2):2007 |  | REFERENCED_UNKNOWN | International
IS/IEC 62271 (Part 106):2021 | High-voltage switchgear and controlgear Part 106: Alternating current contactors contactor-based controllers and motorstarters | ETD | IEC 60068 (Part 2/Sec 30):2005 |  | REFERENCED_UNKNOWN | International
IS/IEC 62271 (Part 106):2021 | High-voltage switchgear and controlgear Part 106: Alternating current contactors contactor-based controllers and motorstarters | ETD | IEC 60076 (Part 2) |  | REFERENCED_UNKNOWN | International
IS/IEC 62271 (Part 106):2021 | High-voltage switchgear and controlgear Part 106: Alternating current contactors contactor-based controllers and motorstarters | ETD | IEC 60076 (Part 11):2018 |  | REFERENCED_UNKNOWN | International
IS/IEC 62271 (Part 106):2021 | High-voltage switchgear and controlgear Part 106: Alternating current contactors contactor-based controllers and motorstarters | ETD | IEC 60417 |  | REFERENCED_UNKNOWN | International
IS/IEC 62271 (Part 106):2021 | High-voltage switchgear and controlgear Part 106: Alternating current contactors contactor-based controllers and motorstarters | ETD | IEC 60644 |  | REFERENCED_UNKNOWN | International
IS/IEC 62271 (Part 106):2021 | High-voltage switchgear and controlgear Part 106: Alternating current contactors contactor-based controllers and motorstarters | ETD | IEC 61000 (Part 4/Sec 18):2019 |  | REFERENCED_UNKNOWN | International
IS/IEC 62271 (Part 106):2021 | High-voltage switchgear and controlgear Part 106: Alternating current contactors contactor-based controllers and motorstarters | ETD | IEC 62271 (Part 110):2017 |  | REFERENCED_UNKNOWN | International
IS 14286 (Part 1/Sec 1):2023 | Terrestrial photovoltaic (PV) modules Design qualification and type approval Part 1-1 Special requirements for testing of crystalline silicon photovoltaic (PV) modules (Third Revision) | ETD | IS 12762 (Part 2):2025 | Photovoltaic Devices Part 2 Requirements for Photovoltaic Reference Devices (Third Revision) | COMPONENT_PRODUCT | Indian
IS 14286 (Part 1/Sec 1):2023 | Terrestrial photovoltaic (PV) modules Design qualification and type approval Part 1-1 Special requirements for testing of crystalline silicon photovoltaic (PV) modules (Third Revision) | ETD | IS 12762 (Part 3):2020 | Photovoltaic Devices Part 3 Measurement Principles for Terrestrial Photovoltaic PV Solar Devices with Reference Spectral Irradiance Data ( Third Revision ) | REFERENCED_UNKNOWN | Indian
IS 14286 (Part 1/Sec 1):2023 | Terrestrial photovoltaic (PV) modules Design qualification and type approval Part 1-1 Special requirements for testing of crystalline silicon photovoltaic (PV) modules (Third Revision) | ETD | IS 12763:2024 | Photovoltaic Devices Procedures for Temperature and Irradiance Corrections to Measured I-V Characteristics (Second Revision) | REFERENCED_UNKNOWN | Indian
IS 14286 (Part 1/Sec 1):2023 | Terrestrial photovoltaic (PV) modules Design qualification and type approval Part 1-1 Special requirements for testing of crystalline silicon photovoltaic (PV) modules (Third Revision) | ETD | IS 12834:2023 | Solar Photovoltaic Energy Systems Terms, Definitions and Symbols (Second Revision) | TERMINOLOGY | Indian
IS 14286 (Part 1/Sec 1):2023 | Terrestrial photovoltaic (PV) modules Design qualification and type approval Part 1-1 Special requirements for testing of crystalline silicon photovoltaic (PV) modules (Third Revision) | ETD | IS 12762 (Part 7):2023 | Photovoltaic Devices Part 7: Computation of the Spectral Mismatch Correction For Measurements of Photovoltaic Devices (First Revision) | REFERENCED_UNKNOWN | Indian
IS 14286 (Part 1/Sec 1):2023 | Terrestrial photovoltaic (PV) modules Design qualification and type approval Part 1-1 Special requirements for testing of crystalline silicon photovoltaic (PV) modules (Third Revision) | ETD | IS 12762 (Part 1):2024 | Photovoltaic Devices Part 1 Measurement of Photovoltaic Current-Voltage Characteristics ( Second Revision ) | REFERENCED_UNKNOWN | Indian
IS 14286 (Part 1/Sec 1):2023 | Terrestrial photovoltaic (PV) modules Design qualification and type approval Part 1-1 Special requirements for testing of crystalline silicon photovoltaic (PV) modules (Third Revision) | ETD | IS 9000 (Part 4):2020 | Environmental Testing Part 4 Tests - Test Cab: Damp Heat, Steady State ( Second Revision ) | REFERENCED_UNKNOWN | Indian
IS 14286 (Part 1/Sec 1):2023 | Terrestrial photovoltaic (PV) modules Design qualification and type approval Part 1-1 Special requirements for testing of crystalline silicon photovoltaic (PV) modules (Third Revision) | ETD | IS 9409:2023 | Protection Against Electric Shock - Common Aspects for Installation and Equipment (First Revision) | INSTALLATION_CODE | Indian
IS 14286 (Part 1/Sec 1):2023 | Terrestrial photovoltaic (PV) modules Design qualification and type approval Part 1-1 Special requirements for testing of crystalline silicon photovoltaic (PV) modules (Third Revision) | ETD | IS 12762 (Part 10):2023 | Photovoltaic Devices Part 10: Methods of Linear Dependence and Linearity Measurements (Second Revision) | REFERENCED_UNKNOWN | Indian
IS 14286 (Part 1/Sec 1):2023 | Terrestrial photovoltaic (PV) modules Design qualification and type approval Part 1-1 Special requirements for testing of crystalline silicon photovoltaic (PV) modules (Third Revision) | ETD | IS 12762 (Part 8):2018 | Photovoltaic devices: Part 8 measurement of spectral responsivity of a photovoltaic (PV) device (First Revision) | REFERENCED_UNKNOWN | Indian
IS 14286 (Part 1/Sec 1):2023 | Terrestrial photovoltaic (PV) modules Design qualification and type approval Part 1-1 Special requirements for testing of crystalline silicon photovoltaic (PV) modules (Third Revision) | ETD | IS 12762 (Part 9):2023 | Photovoltaic Devices Part 9: Classification of Solar Simulator Characteristicses (First Revision) | REFERENCED_UNKNOWN | Indian
IS 14286 (Part 1/Sec 1):2023 | Terrestrial photovoltaic (PV) modules Design qualification and type approval Part 1-1 Special requirements for testing of crystalline silicon photovoltaic (PV) modules (Third Revision) | ETD | IS/IEC 61730 (Part 2):2023 | Photovoltaic (PV) Module - Safety Qualification Part 2 Requirements for Testing (Second Revision) | COMPONENT_PRODUCT | Indian
IS 14286 (Part 1/Sec 1):2023 | Terrestrial photovoltaic (PV) modules Design qualification and type approval Part 1-1 Special requirements for testing of crystalline silicon photovoltaic (PV) modules (Third Revision) | ETD | IS/IEC 61730 (Part 1):2023 | Photovoltaic (PV) Module Safety Qualification Part 1 Requirements for Construction (Second Revision) | COMPONENT_PRODUCT | Indian
IS 14286 (Part 1/Sec 1):2023 | Terrestrial photovoltaic (PV) modules Design qualification and type approval Part 1-1 Special requirements for testing of crystalline silicon photovoltaic (PV) modules (Third Revision) | ETD | IS 16170 (Part 1):2014 | Photovoltaic (PV) Module Performance Testing and Energy Rating Part 1 Irradiance and Temperature Performance Measurements and Power Rating | REFERENCED_UNKNOWN | Indian
IS 14286 (Part 1/Sec 1):2023 | Terrestrial photovoltaic (PV) modules Design qualification and type approval Part 1-1 Special requirements for testing of crystalline silicon photovoltaic (PV) modules (Third Revision) | ETD | IS 16911:2023 | Junction Boxes for Photovoltaic Modules Safety Requirements and Tests (First Revision) | SAFETY_STANDARD | Indian
IS 14286 (Part 1/Sec 1):2023 | Terrestrial photovoltaic (PV) modules Design qualification and type approval Part 1-1 Special requirements for testing of crystalline silicon photovoltaic (PV) modules (Third Revision) | ETD | IS 16781:2018 | Connectors for d.c. Application in Photovoltaic Systems Safety Requirements and Tests | SAFETY_STANDARD | Indian
IS 14286 (Part 1/Sec 1):2023 | Terrestrial photovoltaic (PV) modules Design qualification and type approval Part 1-1 Special requirements for testing of crystalline silicon photovoltaic (PV) modules (Third Revision) | ETD | IS/IEC 60269 (Part 6):2010 | Low-Voltage Fuses Part 6 Supplementary Requirements for Fuse-Links for the Protection of Solar Photovoltaic Energy Systems | COMPONENT_PRODUCT | Indian
IS 14286 (Part 1/Sec 1):2023 | Terrestrial photovoltaic (PV) modules Design qualification and type approval Part 1-1 Special requirements for testing of crystalline silicon photovoltaic (PV) modules (Third Revision) | ETD | IS 14286 (Part 1):2023 | Terrestrial Photovoltaic PV Modules Design Qualification and Type Approval Part 1: Test Requirements (Third Revision) | COMPONENT_PRODUCT | Indian
IS 14286 (Part 1/Sec 1):2023 | Terrestrial photovoltaic (PV) modules Design qualification and type approval Part 1-1 Special requirements for testing of crystalline silicon photovoltaic (PV) modules (Third Revision) | ETD | IS 17210 (Part 1):2019 | Photovoltaic (PV) Modules - Test Methods for the Detection of Potential-Induced Degradation Part 1 Crystalline Silicon | TEST_METHOD | Indian
IS 14286 (Part 1/Sec 1):2023 | Terrestrial photovoltaic (PV) modules Design qualification and type approval Part 1-1 Special requirements for testing of crystalline silicon photovoltaic (PV) modules (Third Revision) | ETD | IS/IEC 62941:2016 | Terrestrial Photovoltaic ( PV ) Modules Guidelines for Increased Confidence in PV Module Design Qualification and Type Approval | REFERENCED_UNKNOWN | Indian
IS 14286 (Part 1/Sec 1):2023 | Terrestrial photovoltaic (PV) modules Design qualification and type approval Part 1-1 Special requirements for testing of crystalline silicon photovoltaic (PV) modules (Third Revision) | ETD | IS 12762 (Part 1/Sec 1):2020 | Photovoltaic Devices Part 1 Measurement of Current-Voltage Characteristics Section 1 Multi-junction PV devices | REFERENCED_UNKNOWN | Indian
IS 14286 (Part 1/Sec 1):2023 | Terrestrial photovoltaic (PV) modules Design qualification and type approval Part 1-1 Special requirements for testing of crystalline silicon photovoltaic (PV) modules (Third Revision) | ETD | IS 12762 (Part 1/Sec 2):2020 | Photovoltaic Devices Part 1 Measurement of Current-voltage Characteristics Section 2 Bifacial photovoltaic ( PV ) devices | REFERENCED_UNKNOWN | Indian
IS 14286 (Part 1/Sec 1):2023 | Terrestrial photovoltaic (PV) modules Design qualification and type approval Part 1-1 Special requirements for testing of crystalline silicon photovoltaic (PV) modules (Third Revision) | ETD | IS 12762 (Part 13):2020 | Photovoltaic Devices Part 13 Electroluminescence of Photovoltaic Modules | REFERENCED_UNKNOWN | Indian
IS 14286 (Part 1/Sec 1):2023 | Terrestrial photovoltaic (PV) modules Design qualification and type approval Part 1-1 Special requirements for testing of crystalline silicon photovoltaic (PV) modules (Third Revision) | ETD | IS/IEC TS 62782:2016 | Photovoltaic ( PV ) Modules Cyclic ( Dynamic ) Mechanical Load Testing | REFERENCED_UNKNOWN | Indian
IS 14286 (Part 1/Sec 1):2023 | Terrestrial photovoltaic (PV) modules Design qualification and type approval Part 1-1 Special requirements for testing of crystalline silicon photovoltaic (PV) modules (Third Revision) | ETD | IS/IEC/TS 62915:2023 | Photovoltaic (PV) Modules -Type Approval, Design and Safety Qualification Retesting (First Revision) | REFERENCED_UNKNOWN | Indian
IS 14286 (Part 1/Sec 1):2023 | Terrestrial photovoltaic (PV) modules Design qualification and type approval Part 1-1 Special requirements for testing of crystalline silicon photovoltaic (PV) modules (Third Revision) | ETD | IS/IEC 60068 (Part 1):2013 | Environmental Testing Part 1 General and Guidance | REFERENCED_UNKNOWN | Indian
IS 14286 (Part 1/Sec 1):2023 | Terrestrial photovoltaic (PV) modules Design qualification and type approval Part 1-1 Special requirements for testing of crystalline silicon photovoltaic (PV) modules (Third Revision) | ETD | IS 12762 (Part 14):2023 | Photovoltaic devices Part 14: Guidelines for production line measurements of single-junction PV module maximum power output and reporting at standard test conditions | REFERENCED_UNKNOWN | Indian
IS 14286 (Part 1/Sec 2):2023 | Terrestrial photovoltaic (PV) modules Design qualification and type approval Part 1-2 Special requirements for testing of thin-film Cadmium Telluride (CdTe) based photovoltaic (PV) modules (Third Revision) | ETD | IS 12762 (Part 2):2025 | Photovoltaic Devices Part 2 Requirements for Photovoltaic Reference Devices (Third Revision) | COMPONENT_PRODUCT | Indian
IS 14286 (Part 1/Sec 2):2023 | Terrestrial photovoltaic (PV) modules Design qualification and type approval Part 1-2 Special requirements for testing of thin-film Cadmium Telluride (CdTe) based photovoltaic (PV) modules (Third Revision) | ETD | IS 12762 (Part 3):2020 | Photovoltaic Devices Part 3 Measurement Principles for Terrestrial Photovoltaic PV Solar Devices with Reference Spectral Irradiance Data ( Third Revision ) | REFERENCED_UNKNOWN | Indian
IS 14286 (Part 1/Sec 2):2023 | Terrestrial photovoltaic (PV) modules Design qualification and type approval Part 1-2 Special requirements for testing of thin-film Cadmium Telluride (CdTe) based photovoltaic (PV) modules (Third Revision) | ETD | IS 12763:2024 | Photovoltaic Devices Procedures for Temperature and Irradiance Corrections to Measured I-V Characteristics (Second Revision) | REFERENCED_UNKNOWN | Indian
IS 14286 (Part 1/Sec 2):2023 | Terrestrial photovoltaic (PV) modules Design qualification and type approval Part 1-2 Special requirements for testing of thin-film Cadmium Telluride (CdTe) based photovoltaic (PV) modules (Third Revision) | ETD | IS 12834:2023 | Solar Photovoltaic Energy Systems Terms, Definitions and Symbols (Second Revision) | TERMINOLOGY | Indian
IS 14286 (Part 1/Sec 2):2023 | Terrestrial photovoltaic (PV) modules Design qualification and type approval Part 1-2 Special requirements for testing of thin-film Cadmium Telluride (CdTe) based photovoltaic (PV) modules (Third Revision) | ETD | IS 12762 (Part 7):2023 | Photovoltaic Devices Part 7: Computation of the Spectral Mismatch Correction For Measurements of Photovoltaic Devices (First Revision) | REFERENCED_UNKNOWN | Indian
IS 14286 (Part 1/Sec 2):2023 | Terrestrial photovoltaic (PV) modules Design qualification and type approval Part 1-2 Special requirements for testing of thin-film Cadmium Telluride (CdTe) based photovoltaic (PV) modules (Third Revision) | ETD | IS 12762 (Part 1):2024 | Photovoltaic Devices Part 1 Measurement of Photovoltaic Current-Voltage Characteristics ( Second Revision ) | REFERENCED_UNKNOWN | Indian
IS 14286 (Part 1/Sec 2):2023 | Terrestrial photovoltaic (PV) modules Design qualification and type approval Part 1-2 Special requirements for testing of thin-film Cadmium Telluride (CdTe) based photovoltaic (PV) modules (Third Revision) | ETD | IS 9000 (Part 4):2020 | Environmental Testing Part 4 Tests - Test Cab: Damp Heat, Steady State ( Second Revision ) | REFERENCED_UNKNOWN | Indian
IS 14286 (Part 1/Sec 2):2023 | Terrestrial photovoltaic (PV) modules Design qualification and type approval Part 1-2 Special requirements for testing of thin-film Cadmium Telluride (CdTe) based photovoltaic (PV) modules (Third Revision) | ETD | IS 9409:2023 | Protection Against Electric Shock - Common Aspects for Installation and Equipment (First Revision) | INSTALLATION_CODE | Indian
IS 14286 (Part 1/Sec 2):2023 | Terrestrial photovoltaic (PV) modules Design qualification and type approval Part 1-2 Special requirements for testing of thin-film Cadmium Telluride (CdTe) based photovoltaic (PV) modules (Third Revision) | ETD | IS 12762 (Part 10):2023 | Photovoltaic Devices Part 10: Methods of Linear Dependence and Linearity Measurements (Second Revision) | REFERENCED_UNKNOWN | Indian
IS 14286 (Part 1/Sec 2):2023 | Terrestrial photovoltaic (PV) modules Design qualification and type approval Part 1-2 Special requirements for testing of thin-film Cadmium Telluride (CdTe) based photovoltaic (PV) modules (Third Revision) | ETD | IS 12762 (Part 8):2018 | Photovoltaic devices: Part 8 measurement of spectral responsivity of a photovoltaic (PV) device (First Revision) | REFERENCED_UNKNOWN | Indian
IS 14286 (Part 1/Sec 2):2023 | Terrestrial photovoltaic (PV) modules Design qualification and type approval Part 1-2 Special requirements for testing of thin-film Cadmium Telluride (CdTe) based photovoltaic (PV) modules (Third Revision) | ETD | IS 12762 (Part 9):2023 | Photovoltaic Devices Part 9: Classification of Solar Simulator Characteristicses (First Revision) | REFERENCED_UNKNOWN | Indian
IS 14286 (Part 1/Sec 2):2023 | Terrestrial photovoltaic (PV) modules Design qualification and type approval Part 1-2 Special requirements for testing of thin-film Cadmium Telluride (CdTe) based photovoltaic (PV) modules (Third Revision) | ETD | IS/IEC 61730 (Part 2):2023 | Photovoltaic (PV) Module - Safety Qualification Part 2 Requirements for Testing (Second Revision) | COMPONENT_PRODUCT | Indian
IS 14286 (Part 1/Sec 2):2023 | Terrestrial photovoltaic (PV) modules Design qualification and type approval Part 1-2 Special requirements for testing of thin-film Cadmium Telluride (CdTe) based photovoltaic (PV) modules (Third Revision) | ETD | IS/IEC 61730 (Part 1):2023 | Photovoltaic (PV) Module Safety Qualification Part 1 Requirements for Construction (Second Revision) | COMPONENT_PRODUCT | Indian
IS 14286 (Part 1/Sec 2):2023 | Terrestrial photovoltaic (PV) modules Design qualification and type approval Part 1-2 Special requirements for testing of thin-film Cadmium Telluride (CdTe) based photovoltaic (PV) modules (Third Revision) | ETD | IS 16170 (Part 1):2014 | Photovoltaic (PV) Module Performance Testing and Energy Rating Part 1 Irradiance and Temperature Performance Measurements and Power Rating | REFERENCED_UNKNOWN | Indian
IS 14286 (Part 1/Sec 2):2023 | Terrestrial photovoltaic (PV) modules Design qualification and type approval Part 1-2 Special requirements for testing of thin-film Cadmium Telluride (CdTe) based photovoltaic (PV) modules (Third Revision) | ETD | IS 16911:2023 | Junction Boxes for Photovoltaic Modules Safety Requirements and Tests (First Revision) | SAFETY_STANDARD | Indian
IS 14286 (Part 1/Sec 2):2023 | Terrestrial photovoltaic (PV) modules Design qualification and type approval Part 1-2 Special requirements for testing of thin-film Cadmium Telluride (CdTe) based photovoltaic (PV) modules (Third Revision) | ETD | IS 16781:2018 | Connectors for d.c. Application in Photovoltaic Systems Safety Requirements and Tests | SAFETY_STANDARD | Indian
IS 14286 (Part 1/Sec 2):2023 | Terrestrial photovoltaic (PV) modules Design qualification and type approval Part 1-2 Special requirements for testing of thin-film Cadmium Telluride (CdTe) based photovoltaic (PV) modules (Third Revision) | ETD | IS/IEC 60269 (Part 6):2010 | Low-Voltage Fuses Part 6 Supplementary Requirements for Fuse-Links for the Protection of Solar Photovoltaic Energy Systems | COMPONENT_PRODUCT | Indian
IS 14286 (Part 1/Sec 2):2023 | Terrestrial photovoltaic (PV) modules Design qualification and type approval Part 1-2 Special requirements for testing of thin-film Cadmium Telluride (CdTe) based photovoltaic (PV) modules (Third Revision) | ETD | IS 14286 (Part 1):2023 | Terrestrial Photovoltaic PV Modules Design Qualification and Type Approval Part 1: Test Requirements (Third Revision) | COMPONENT_PRODUCT | Indian
IS 14286 (Part 1/Sec 2):2023 | Terrestrial photovoltaic (PV) modules Design qualification and type approval Part 1-2 Special requirements for testing of thin-film Cadmium Telluride (CdTe) based photovoltaic (PV) modules (Third Revision) | ETD | IS 14286 (Part 1/Sec 1):2023 | Terrestrial photovoltaic (PV) modules Design qualification and type approval Part 1-1 Special requirements for testing of crystalline silicon photovoltaic (PV) modules (Third Revision) | TEST_METHOD | Indian
IS 14286 (Part 1/Sec 2):2023 | Terrestrial photovoltaic (PV) modules Design qualification and type approval Part 1-2 Special requirements for testing of thin-film Cadmium Telluride (CdTe) based photovoltaic (PV) modules (Third Revision) | ETD | IS 17210 (Part 1):2019 | Photovoltaic (PV) Modules - Test Methods for the Detection of Potential-Induced Degradation Part 1 Crystalline Silicon | TEST_METHOD | Indian
IS 14286 (Part 1/Sec 2):2023 | Terrestrial photovoltaic (PV) modules Design qualification and type approval Part 1-2 Special requirements for testing of thin-film Cadmium Telluride (CdTe) based photovoltaic (PV) modules (Third Revision) | ETD | IS/IEC 62941:2016 | Terrestrial Photovoltaic ( PV ) Modules Guidelines for Increased Confidence in PV Module Design Qualification and Type Approval | REFERENCED_UNKNOWN | Indian
IS 14286 (Part 1/Sec 2):2023 | Terrestrial photovoltaic (PV) modules Design qualification and type approval Part 1-2 Special requirements for testing of thin-film Cadmium Telluride (CdTe) based photovoltaic (PV) modules (Third Revision) | ETD | IS 12762 (Part 1/Sec 1):2020 | Photovoltaic Devices Part 1 Measurement of Current-Voltage Characteristics Section 1 Multi-junction PV devices | REFERENCED_UNKNOWN | Indian
IS 14286 (Part 1/Sec 2):2023 | Terrestrial photovoltaic (PV) modules Design qualification and type approval Part 1-2 Special requirements for testing of thin-film Cadmium Telluride (CdTe) based photovoltaic (PV) modules (Third Revision) | ETD | IS 12762 (Part 1/Sec 2):2020 | Photovoltaic Devices Part 1 Measurement of Current-voltage Characteristics Section 2 Bifacial photovoltaic ( PV ) devices | REFERENCED_UNKNOWN | Indian
IS 14286 (Part 1/Sec 2):2023 | Terrestrial photovoltaic (PV) modules Design qualification and type approval Part 1-2 Special requirements for testing of thin-film Cadmium Telluride (CdTe) based photovoltaic (PV) modules (Third Revision) | ETD | IS 12762 (Part 13):2020 | Photovoltaic Devices Part 13 Electroluminescence of Photovoltaic Modules | REFERENCED_UNKNOWN | Indian
IS 14286 (Part 1/Sec 2):2023 | Terrestrial photovoltaic (PV) modules Design qualification and type approval Part 1-2 Special requirements for testing of thin-film Cadmium Telluride (CdTe) based photovoltaic (PV) modules (Third Revision) | ETD | IS/IEC TS 62782:2016 | Photovoltaic ( PV ) Modules Cyclic ( Dynamic ) Mechanical Load Testing | REFERENCED_UNKNOWN | Indian
IS 14286 (Part 1/Sec 2):2023 | Terrestrial photovoltaic (PV) modules Design qualification and type approval Part 1-2 Special requirements for testing of thin-film Cadmium Telluride (CdTe) based photovoltaic (PV) modules (Third Revision) | ETD | IS/IEC/TS 62915:2023 | Photovoltaic (PV) Modules -Type Approval, Design and Safety Qualification Retesting (First Revision) | REFERENCED_UNKNOWN | Indian
IS 14286 (Part 1/Sec 2):2023 | Terrestrial photovoltaic (PV) modules Design qualification and type approval Part 1-2 Special requirements for testing of thin-film Cadmium Telluride (CdTe) based photovoltaic (PV) modules (Third Revision) | ETD | IS/IEC 60068 (Part 1):2013 | Environmental Testing Part 1 General and Guidance | REFERENCED_UNKNOWN | Indian
IS 14286 (Part 1/Sec 2):2023 | Terrestrial photovoltaic (PV) modules Design qualification and type approval Part 1-2 Special requirements for testing of thin-film Cadmium Telluride (CdTe) based photovoltaic (PV) modules (Third Revision) | ETD | IS 12762 (Part 14):2023 | Photovoltaic devices Part 14: Guidelines for production line measurements of single-junction PV module maximum power output and reporting at standard test conditions | REFERENCED_UNKNOWN | Indian
IS 14286 (Part 1/Sec 3):2023 | Terrestrial photovoltaic (PV) modules Design qualification and type approval Part 1-3 Special requirements for testing of thin-film amorphous silicon based photovoltaic (PV) modules (Third Revision) | ETD | IS 12762 (Part 2):2025 | Photovoltaic Devices Part 2 Requirements for Photovoltaic Reference Devices (Third Revision) | COMPONENT_PRODUCT | Indian
IS 14286 (Part 1/Sec 3):2023 | Terrestrial photovoltaic (PV) modules Design qualification and type approval Part 1-3 Special requirements for testing of thin-film amorphous silicon based photovoltaic (PV) modules (Third Revision) | ETD | IS 12762 (Part 3):2020 | Photovoltaic Devices Part 3 Measurement Principles for Terrestrial Photovoltaic PV Solar Devices with Reference Spectral Irradiance Data ( Third Revision ) | REFERENCED_UNKNOWN | Indian
IS 14286 (Part 1/Sec 3):2023 | Terrestrial photovoltaic (PV) modules Design qualification and type approval Part 1-3 Special requirements for testing of thin-film amorphous silicon based photovoltaic (PV) modules (Third Revision) | ETD | IS 12763:2024 | Photovoltaic Devices Procedures for Temperature and Irradiance Corrections to Measured I-V Characteristics (Second Revision) | REFERENCED_UNKNOWN | Indian
IS 14286 (Part 1/Sec 3):2023 | Terrestrial photovoltaic (PV) modules Design qualification and type approval Part 1-3 Special requirements for testing of thin-film amorphous silicon based photovoltaic (PV) modules (Third Revision) | ETD | IS 12834:2023 | Solar Photovoltaic Energy Systems Terms, Definitions and Symbols (Second Revision) | TERMINOLOGY | Indian
IS 14286 (Part 1/Sec 3):2023 | Terrestrial photovoltaic (PV) modules Design qualification and type approval Part 1-3 Special requirements for testing of thin-film amorphous silicon based photovoltaic (PV) modules (Third Revision) | ETD | IS 12762 (Part 7):2023 | Photovoltaic Devices Part 7: Computation of the Spectral Mismatch Correction For Measurements of Photovoltaic Devices (First Revision) | REFERENCED_UNKNOWN | Indian
IS 14286 (Part 1/Sec 3):2023 | Terrestrial photovoltaic (PV) modules Design qualification and type approval Part 1-3 Special requirements for testing of thin-film amorphous silicon based photovoltaic (PV) modules (Third Revision) | ETD | IS 12762 (Part 1):2024 | Photovoltaic Devices Part 1 Measurement of Photovoltaic Current-Voltage Characteristics ( Second Revision ) | REFERENCED_UNKNOWN | Indian
IS 14286 (Part 1/Sec 3):2023 | Terrestrial photovoltaic (PV) modules Design qualification and type approval Part 1-3 Special requirements for testing of thin-film amorphous silicon based photovoltaic (PV) modules (Third Revision) | ETD | IS 9000 (Part 4):2020 | Environmental Testing Part 4 Tests - Test Cab: Damp Heat, Steady State ( Second Revision ) | REFERENCED_UNKNOWN | Indian
IS 14286 (Part 1/Sec 3):2023 | Terrestrial photovoltaic (PV) modules Design qualification and type approval Part 1-3 Special requirements for testing of thin-film amorphous silicon based photovoltaic (PV) modules (Third Revision) | ETD | IS 9409:2023 | Protection Against Electric Shock - Common Aspects for Installation and Equipment (First Revision) | INSTALLATION_CODE | Indian
IS 14286 (Part 1/Sec 3):2023 | Terrestrial photovoltaic (PV) modules Design qualification and type approval Part 1-3 Special requirements for testing of thin-film amorphous silicon based photovoltaic (PV) modules (Third Revision) | ETD | IS 12762 (Part 10):2023 | Photovoltaic Devices Part 10: Methods of Linear Dependence and Linearity Measurements (Second Revision) | REFERENCED_UNKNOWN | Indian
IS 14286 (Part 1/Sec 3):2023 | Terrestrial photovoltaic (PV) modules Design qualification and type approval Part 1-3 Special requirements for testing of thin-film amorphous silicon based photovoltaic (PV) modules (Third Revision) | ETD | IS 12762 (Part 8):2018 | Photovoltaic devices: Part 8 measurement of spectral responsivity of a photovoltaic (PV) device (First Revision) | REFERENCED_UNKNOWN | Indian
IS 14286 (Part 1/Sec 3):2023 | Terrestrial photovoltaic (PV) modules Design qualification and type approval Part 1-3 Special requirements for testing of thin-film amorphous silicon based photovoltaic (PV) modules (Third Revision) | ETD | IS 12762 (Part 9):2023 | Photovoltaic Devices Part 9: Classification of Solar Simulator Characteristicses (First Revision) | REFERENCED_UNKNOWN | Indian
IS 14286 (Part 1/Sec 3):2023 | Terrestrial photovoltaic (PV) modules Design qualification and type approval Part 1-3 Special requirements for testing of thin-film amorphous silicon based photovoltaic (PV) modules (Third Revision) | ETD | IS/IEC 61730 (Part 2):2023 | Photovoltaic (PV) Module - Safety Qualification Part 2 Requirements for Testing (Second Revision) | COMPONENT_PRODUCT | Indian
IS 14286 (Part 1/Sec 3):2023 | Terrestrial photovoltaic (PV) modules Design qualification and type approval Part 1-3 Special requirements for testing of thin-film amorphous silicon based photovoltaic (PV) modules (Third Revision) | ETD | IS/IEC 61730 (Part 1):2023 | Photovoltaic (PV) Module Safety Qualification Part 1 Requirements for Construction (Second Revision) | COMPONENT_PRODUCT | Indian
IS 14286 (Part 1/Sec 3):2023 | Terrestrial photovoltaic (PV) modules Design qualification and type approval Part 1-3 Special requirements for testing of thin-film amorphous silicon based photovoltaic (PV) modules (Third Revision) | ETD | IS 16170 (Part 1):2014 | Photovoltaic (PV) Module Performance Testing and Energy Rating Part 1 Irradiance and Temperature Performance Measurements and Power Rating | REFERENCED_UNKNOWN | Indian
IS 14286 (Part 1/Sec 3):2023 | Terrestrial photovoltaic (PV) modules Design qualification and type approval Part 1-3 Special requirements for testing of thin-film amorphous silicon based photovoltaic (PV) modules (Third Revision) | ETD | IS 16911:2023 | Junction Boxes for Photovoltaic Modules Safety Requirements and Tests (First Revision) | SAFETY_STANDARD | Indian
IS 14286 (Part 1/Sec 3):2023 | Terrestrial photovoltaic (PV) modules Design qualification and type approval Part 1-3 Special requirements for testing of thin-film amorphous silicon based photovoltaic (PV) modules (Third Revision) | ETD | IS 16781:2018 | Connectors for d.c. Application in Photovoltaic Systems Safety Requirements and Tests | SAFETY_STANDARD | Indian
IS 14286 (Part 1/Sec 3):2023 | Terrestrial photovoltaic (PV) modules Design qualification and type approval Part 1-3 Special requirements for testing of thin-film amorphous silicon based photovoltaic (PV) modules (Third Revision) | ETD | IS/IEC 60269 (Part 6):2010 | Low-Voltage Fuses Part 6 Supplementary Requirements for Fuse-Links for the Protection of Solar Photovoltaic Energy Systems | COMPONENT_PRODUCT | Indian
IS 14286 (Part 1/Sec 3):2023 | Terrestrial photovoltaic (PV) modules Design qualification and type approval Part 1-3 Special requirements for testing of thin-film amorphous silicon based photovoltaic (PV) modules (Third Revision) | ETD | IS 14286 (Part 1):2023 | Terrestrial Photovoltaic PV Modules Design Qualification and Type Approval Part 1: Test Requirements (Third Revision) | COMPONENT_PRODUCT | Indian
IS 14286 (Part 1/Sec 3):2023 | Terrestrial photovoltaic (PV) modules Design qualification and type approval Part 1-3 Special requirements for testing of thin-film amorphous silicon based photovoltaic (PV) modules (Third Revision) | ETD | IS 14286 (Part 1/Sec 1):2023 | Terrestrial photovoltaic (PV) modules Design qualification and type approval Part 1-1 Special requirements for testing of crystalline silicon photovoltaic (PV) modules (Third Revision) | TEST_METHOD | Indian
IS 14286 (Part 1/Sec 3):2023 | Terrestrial photovoltaic (PV) modules Design qualification and type approval Part 1-3 Special requirements for testing of thin-film amorphous silicon based photovoltaic (PV) modules (Third Revision) | ETD | IS 17210 (Part 1):2019 | Photovoltaic (PV) Modules - Test Methods for the Detection of Potential-Induced Degradation Part 1 Crystalline Silicon | TEST_METHOD | Indian
IS 14286 (Part 1/Sec 3):2023 | Terrestrial photovoltaic (PV) modules Design qualification and type approval Part 1-3 Special requirements for testing of thin-film amorphous silicon based photovoltaic (PV) modules (Third Revision) | ETD | IS/IEC 62941:2016 | Terrestrial Photovoltaic ( PV ) Modules Guidelines for Increased Confidence in PV Module Design Qualification and Type Approval | REFERENCED_UNKNOWN | Indian
IS 14286 (Part 1/Sec 3):2023 | Terrestrial photovoltaic (PV) modules Design qualification and type approval Part 1-3 Special requirements for testing of thin-film amorphous silicon based photovoltaic (PV) modules (Third Revision) | ETD | IS 12762 (Part 1/Sec 1):2020 | Photovoltaic Devices Part 1 Measurement of Current-Voltage Characteristics Section 1 Multi-junction PV devices | REFERENCED_UNKNOWN | Indian
IS 14286 (Part 1/Sec 3):2023 | Terrestrial photovoltaic (PV) modules Design qualification and type approval Part 1-3 Special requirements for testing of thin-film amorphous silicon based photovoltaic (PV) modules (Third Revision) | ETD | IS 12762 (Part 1/Sec 2):2020 | Photovoltaic Devices Part 1 Measurement of Current-voltage Characteristics Section 2 Bifacial photovoltaic ( PV ) devices | REFERENCED_UNKNOWN | Indian
IS 14286 (Part 1/Sec 3):2023 | Terrestrial photovoltaic (PV) modules Design qualification and type approval Part 1-3 Special requirements for testing of thin-film amorphous silicon based photovoltaic (PV) modules (Third Revision) | ETD | IS 12762 (Part 13):2020 | Photovoltaic Devices Part 13 Electroluminescence of Photovoltaic Modules | REFERENCED_UNKNOWN | Indian
IS 14286 (Part 1/Sec 3):2023 | Terrestrial photovoltaic (PV) modules Design qualification and type approval Part 1-3 Special requirements for testing of thin-film amorphous silicon based photovoltaic (PV) modules (Third Revision) | ETD | IS/IEC TS 62782:2016 | Photovoltaic ( PV ) Modules Cyclic ( Dynamic ) Mechanical Load Testing | REFERENCED_UNKNOWN | Indian
IS 14286 (Part 1/Sec 3):2023 | Terrestrial photovoltaic (PV) modules Design qualification and type approval Part 1-3 Special requirements for testing of thin-film amorphous silicon based photovoltaic (PV) modules (Third Revision) | ETD | IS/IEC/TS 62915:2023 | Photovoltaic (PV) Modules -Type Approval, Design and Safety Qualification Retesting (First Revision) | REFERENCED_UNKNOWN | Indian
IS 14286 (Part 1/Sec 3):2023 | Terrestrial photovoltaic (PV) modules Design qualification and type approval Part 1-3 Special requirements for testing of thin-film amorphous silicon based photovoltaic (PV) modules (Third Revision) | ETD | IS/IEC 60068 (Part 1):2013 | Environmental Testing Part 1 General and Guidance | REFERENCED_UNKNOWN | Indian
IS 14286 (Part 1/Sec 3):2023 | Terrestrial photovoltaic (PV) modules Design qualification and type approval Part 1-3 Special requirements for testing of thin-film amorphous silicon based photovoltaic (PV) modules (Third Revision) | ETD | IS 12762 (Part 14):2023 | Photovoltaic devices Part 14: Guidelines for production line measurements of single-junction PV module maximum power output and reporting at standard test conditions | REFERENCED_UNKNOWN | Indian
IS 14286 (Part 1/Sec 3):2023 | Terrestrial photovoltaic (PV) modules Design qualification and type approval Part 1-3 Special requirements for testing of thin-film amorphous silicon based photovoltaic (PV) modules (Third Revision) | ETD | IS/IEC 60068 (Part 2/Sec 21):2021 | Environmental Testing Part 2: Tests Section 21: Test U: Robustness of Terminations and Integral Mounting Devices Superseding IS 9000 Part 19Section 1 to 5:1986 | REFERENCED_UNKNOWN | Indian
IS 14286 (Part 1/Sec 3):2023 | Terrestrial photovoltaic (PV) modules Design qualification and type approval Part 1-3 Special requirements for testing of thin-film amorphous silicon based photovoltaic (PV) modules (Third Revision) | ETD | IEC TS 63163:2021 | Terrestrial photovoltaic (PV) modules for consumer products — Design qualification and type approval | REFERENCED_UNKNOWN | International
IS 14286 (Part 1/Sec 3):2023 | Terrestrial photovoltaic (PV) modules Design qualification and type approval Part 1-3 Special requirements for testing of thin-film amorphous silicon based photovoltaic (PV) modules (Third Revision) | ETD | ISO/IEC GUIDE 98 (Part-3):2008 | Uncertainty of measurement — Part 3: Guide to the expression of uncertainty in measurement (GUM : 1995) | REFERENCED_UNKNOWN | International
IS 14286 (Part 1/Sec 3):2023 | Terrestrial photovoltaic (PV) modules Design qualification and type approval Part 1-3 Special requirements for testing of thin-film amorphous silicon based photovoltaic (PV) modules (Third Revision) | ETD | IEC 61215 (Part-1):2021 | Terrestrial photovoltaic (PV) modules - Design qualification and type approval - Part 1: Test requirements | COMPONENT_PRODUCT | International
IS 14286 (Part 1/Sec 3):2023 | Terrestrial photovoltaic (PV) modules Design qualification and type approval Part 1-3 Special requirements for testing of thin-film amorphous silicon based photovoltaic (PV) modules (Third Revision) | ETD | IEC 61215 (Part-2):2021 | Terrestrial photovoltaic (PV) modules - Design qualification and type approval - Part 2: Test procedures | REFERENCED_UNKNOWN | International
IS 14286 (Part 1/Sec 4):2023 | Terrestrial photovoltaic (PV) modules Design qualification and type approval Part 1-4 Special requirements for testing of thin-film Cu (In,ga) (S,Se) 2 based photovoltaic (PV) modules (Third Revision) | ETD | IS 12762 (Part 2):2025 | Photovoltaic Devices Part 2 Requirements for Photovoltaic Reference Devices (Third Revision) | COMPONENT_PRODUCT | Indian
IS 14286 (Part 1/Sec 4):2023 | Terrestrial photovoltaic (PV) modules Design qualification and type approval Part 1-4 Special requirements for testing of thin-film Cu (In,ga) (S,Se) 2 based photovoltaic (PV) modules (Third Revision) | ETD | IS 12762 (Part 3):2020 | Photovoltaic Devices Part 3 Measurement Principles for Terrestrial Photovoltaic PV Solar Devices with Reference Spectral Irradiance Data ( Third Revision ) | REFERENCED_UNKNOWN | Indian
IS 14286 (Part 1/Sec 4):2023 | Terrestrial photovoltaic (PV) modules Design qualification and type approval Part 1-4 Special requirements for testing of thin-film Cu (In,ga) (S,Se) 2 based photovoltaic (PV) modules (Third Revision) | ETD | IS 12763:2024 | Photovoltaic Devices Procedures for Temperature and Irradiance Corrections to Measured I-V Characteristics (Second Revision) | REFERENCED_UNKNOWN | Indian
IS 14286 (Part 1/Sec 4):2023 | Terrestrial photovoltaic (PV) modules Design qualification and type approval Part 1-4 Special requirements for testing of thin-film Cu (In,ga) (S,Se) 2 based photovoltaic (PV) modules (Third Revision) | ETD | IS 12834:2023 | Solar Photovoltaic Energy Systems Terms, Definitions and Symbols (Second Revision) | TERMINOLOGY | Indian
IS 14286 (Part 1/Sec 4):2023 | Terrestrial photovoltaic (PV) modules Design qualification and type approval Part 1-4 Special requirements for testing of thin-film Cu (In,ga) (S,Se) 2 based photovoltaic (PV) modules (Third Revision) | ETD | IS 12762 (Part 7):2023 | Photovoltaic Devices Part 7: Computation of the Spectral Mismatch Correction For Measurements of Photovoltaic Devices (First Revision) | REFERENCED_UNKNOWN | Indian
IS 14286 (Part 1/Sec 4):2023 | Terrestrial photovoltaic (PV) modules Design qualification and type approval Part 1-4 Special requirements for testing of thin-film Cu (In,ga) (S,Se) 2 based photovoltaic (PV) modules (Third Revision) | ETD | IS 12762 (Part 1):2024 | Photovoltaic Devices Part 1 Measurement of Photovoltaic Current-Voltage Characteristics ( Second Revision ) | REFERENCED_UNKNOWN | Indian
IS 14286 (Part 1/Sec 4):2023 | Terrestrial photovoltaic (PV) modules Design qualification and type approval Part 1-4 Special requirements for testing of thin-film Cu (In,ga) (S,Se) 2 based photovoltaic (PV) modules (Third Revision) | ETD | IS 9000 (Part 4):2020 | Environmental Testing Part 4 Tests - Test Cab: Damp Heat, Steady State ( Second Revision ) | REFERENCED_UNKNOWN | Indian
IS 14286 (Part 1/Sec 4):2023 | Terrestrial photovoltaic (PV) modules Design qualification and type approval Part 1-4 Special requirements for testing of thin-film Cu (In,ga) (S,Se) 2 based photovoltaic (PV) modules (Third Revision) | ETD | IS 9409:2023 | Protection Against Electric Shock - Common Aspects for Installation and Equipment (First Revision) | INSTALLATION_CODE | Indian
IS 14286 (Part 1/Sec 4):2023 | Terrestrial photovoltaic (PV) modules Design qualification and type approval Part 1-4 Special requirements for testing of thin-film Cu (In,ga) (S,Se) 2 based photovoltaic (PV) modules (Third Revision) | ETD | IS 12762 (Part 10):2023 | Photovoltaic Devices Part 10: Methods of Linear Dependence and Linearity Measurements (Second Revision) | REFERENCED_UNKNOWN | Indian
IS 14286 (Part 1/Sec 4):2023 | Terrestrial photovoltaic (PV) modules Design qualification and type approval Part 1-4 Special requirements for testing of thin-film Cu (In,ga) (S,Se) 2 based photovoltaic (PV) modules (Third Revision) | ETD | IS 12762 (Part 8):2018 | Photovoltaic devices: Part 8 measurement of spectral responsivity of a photovoltaic (PV) device (First Revision) | REFERENCED_UNKNOWN | Indian
IS 14286 (Part 1/Sec 4):2023 | Terrestrial photovoltaic (PV) modules Design qualification and type approval Part 1-4 Special requirements for testing of thin-film Cu (In,ga) (S,Se) 2 based photovoltaic (PV) modules (Third Revision) | ETD | IS 12762 (Part 9):2023 | Photovoltaic Devices Part 9: Classification of Solar Simulator Characteristicses (First Revision) | REFERENCED_UNKNOWN | Indian
IS 14286 (Part 1/Sec 4):2023 | Terrestrial photovoltaic (PV) modules Design qualification and type approval Part 1-4 Special requirements for testing of thin-film Cu (In,ga) (S,Se) 2 based photovoltaic (PV) modules (Third Revision) | ETD | IS/IEC 61730 (Part 2):2023 | Photovoltaic (PV) Module - Safety Qualification Part 2 Requirements for Testing (Second Revision) | COMPONENT_PRODUCT | Indian
IS 14286 (Part 1/Sec 4):2023 | Terrestrial photovoltaic (PV) modules Design qualification and type approval Part 1-4 Special requirements for testing of thin-film Cu (In,ga) (S,Se) 2 based photovoltaic (PV) modules (Third Revision) | ETD | IS/IEC 61730 (Part 1):2023 | Photovoltaic (PV) Module Safety Qualification Part 1 Requirements for Construction (Second Revision) | COMPONENT_PRODUCT | Indian
IS 14286 (Part 1/Sec 4):2023 | Terrestrial photovoltaic (PV) modules Design qualification and type approval Part 1-4 Special requirements for testing of thin-film Cu (In,ga) (S,Se) 2 based photovoltaic (PV) modules (Third Revision) | ETD | IS 16170 (Part 1):2014 | Photovoltaic (PV) Module Performance Testing and Energy Rating Part 1 Irradiance and Temperature Performance Measurements and Power Rating | REFERENCED_UNKNOWN | Indian
IS 14286 (Part 1/Sec 4):2023 | Terrestrial photovoltaic (PV) modules Design qualification and type approval Part 1-4 Special requirements for testing of thin-film Cu (In,ga) (S,Se) 2 based photovoltaic (PV) modules (Third Revision) | ETD | IS 16911:2023 | Junction Boxes for Photovoltaic Modules Safety Requirements and Tests (First Revision) | SAFETY_STANDARD | Indian
IS 14286 (Part 1/Sec 4):2023 | Terrestrial photovoltaic (PV) modules Design qualification and type approval Part 1-4 Special requirements for testing of thin-film Cu (In,ga) (S,Se) 2 based photovoltaic (PV) modules (Third Revision) | ETD | IS 16781:2018 | Connectors for d.c. Application in Photovoltaic Systems Safety Requirements and Tests | SAFETY_STANDARD | Indian
IS 14286 (Part 1/Sec 4):2023 | Terrestrial photovoltaic (PV) modules Design qualification and type approval Part 1-4 Special requirements for testing of thin-film Cu (In,ga) (S,Se) 2 based photovoltaic (PV) modules (Third Revision) | ETD | IS/IEC 60269 (Part 6):2010 | Low-Voltage Fuses Part 6 Supplementary Requirements for Fuse-Links for the Protection of Solar Photovoltaic Energy Systems | COMPONENT_PRODUCT | Indian
IS 14286 (Part 1/Sec 4):2023 | Terrestrial photovoltaic (PV) modules Design qualification and type approval Part 1-4 Special requirements for testing of thin-film Cu (In,ga) (S,Se) 2 based photovoltaic (PV) modules (Third Revision) | ETD | IS 14286 (Part 1):2023 | Terrestrial Photovoltaic PV Modules Design Qualification and Type Approval Part 1: Test Requirements (Third Revision) | COMPONENT_PRODUCT | Indian
IS 14286 (Part 1/Sec 4):2023 | Terrestrial photovoltaic (PV) modules Design qualification and type approval Part 1-4 Special requirements for testing of thin-film Cu (In,ga) (S,Se) 2 based photovoltaic (PV) modules (Third Revision) | ETD | IS 14286 (Part 1/Sec 1):2023 | Terrestrial photovoltaic (PV) modules Design qualification and type approval Part 1-1 Special requirements for testing of crystalline silicon photovoltaic (PV) modules (Third Revision) | TEST_METHOD | Indian
IS 14286 (Part 1/Sec 4):2023 | Terrestrial photovoltaic (PV) modules Design qualification and type approval Part 1-4 Special requirements for testing of thin-film Cu (In,ga) (S,Se) 2 based photovoltaic (PV) modules (Third Revision) | ETD | IS 17210 (Part 1):2019 | Photovoltaic (PV) Modules - Test Methods for the Detection of Potential-Induced Degradation Part 1 Crystalline Silicon | TEST_METHOD | Indian
IS 14286 (Part 1/Sec 4):2023 | Terrestrial photovoltaic (PV) modules Design qualification and type approval Part 1-4 Special requirements for testing of thin-film Cu (In,ga) (S,Se) 2 based photovoltaic (PV) modules (Third Revision) | ETD | IS/IEC 62941:2016 | Terrestrial Photovoltaic ( PV ) Modules Guidelines for Increased Confidence in PV Module Design Qualification and Type Approval | REFERENCED_UNKNOWN | Indian
IS 14286 (Part 1/Sec 4):2023 | Terrestrial photovoltaic (PV) modules Design qualification and type approval Part 1-4 Special requirements for testing of thin-film Cu (In,ga) (S,Se) 2 based photovoltaic (PV) modules (Third Revision) | ETD | IS 12762 (Part 1/Sec 1):2020 | Photovoltaic Devices Part 1 Measurement of Current-Voltage Characteristics Section 1 Multi-junction PV devices | REFERENCED_UNKNOWN | Indian
IS 14286 (Part 1/Sec 4):2023 | Terrestrial photovoltaic (PV) modules Design qualification and type approval Part 1-4 Special requirements for testing of thin-film Cu (In,ga) (S,Se) 2 based photovoltaic (PV) modules (Third Revision) | ETD | IS 12762 (Part 1/Sec 2):2020 | Photovoltaic Devices Part 1 Measurement of Current-voltage Characteristics Section 2 Bifacial photovoltaic ( PV ) devices | REFERENCED_UNKNOWN | Indian
IS 14286 (Part 1/Sec 4):2023 | Terrestrial photovoltaic (PV) modules Design qualification and type approval Part 1-4 Special requirements for testing of thin-film Cu (In,ga) (S,Se) 2 based photovoltaic (PV) modules (Third Revision) | ETD | IS 12762 (Part 13):2020 | Photovoltaic Devices Part 13 Electroluminescence of Photovoltaic Modules | REFERENCED_UNKNOWN | Indian
IS 14286 (Part 1/Sec 4):2023 | Terrestrial photovoltaic (PV) modules Design qualification and type approval Part 1-4 Special requirements for testing of thin-film Cu (In,ga) (S,Se) 2 based photovoltaic (PV) modules (Third Revision) | ETD | IS/IEC TS 62782:2016 | Photovoltaic ( PV ) Modules Cyclic ( Dynamic ) Mechanical Load Testing | REFERENCED_UNKNOWN | Indian
IS 14286 (Part 1/Sec 4):2023 | Terrestrial photovoltaic (PV) modules Design qualification and type approval Part 1-4 Special requirements for testing of thin-film Cu (In,ga) (S,Se) 2 based photovoltaic (PV) modules (Third Revision) | ETD | IS/IEC/TS 62915:2023 | Photovoltaic (PV) Modules -Type Approval, Design and Safety Qualification Retesting (First Revision) | REFERENCED_UNKNOWN | Indian
IS 14286 (Part 1/Sec 4):2023 | Terrestrial photovoltaic (PV) modules Design qualification and type approval Part 1-4 Special requirements for testing of thin-film Cu (In,ga) (S,Se) 2 based photovoltaic (PV) modules (Third Revision) | ETD | IS/IEC 60068 (Part 1):2013 | Environmental Testing Part 1 General and Guidance | REFERENCED_UNKNOWN | Indian
IS 14286 (Part 1/Sec 4):2023 | Terrestrial photovoltaic (PV) modules Design qualification and type approval Part 1-4 Special requirements for testing of thin-film Cu (In,ga) (S,Se) 2 based photovoltaic (PV) modules (Third Revision) | ETD | IS 12762 (Part 14):2023 | Photovoltaic devices Part 14: Guidelines for production line measurements of single-junction PV module maximum power output and reporting at standard test conditions | REFERENCED_UNKNOWN | Indian
IS 14286 (Part 1/Sec 4):2023 | Terrestrial photovoltaic (PV) modules Design qualification and type approval Part 1-4 Special requirements for testing of thin-film Cu (In,ga) (S,Se) 2 based photovoltaic (PV) modules (Third Revision) | ETD | IS/IEC 60068 (Part 2/Sec 21):2021 | Environmental Testing Part 2: Tests Section 21: Test U: Robustness of Terminations and Integral Mounting Devices Superseding IS 9000 Part 19Section 1 to 5:1986 | REFERENCED_UNKNOWN | Indian
IS 14286 (Part 1/Sec 4):2023 | Terrestrial photovoltaic (PV) modules Design qualification and type approval Part 1-4 Special requirements for testing of thin-film Cu (In,ga) (S,Se) 2 based photovoltaic (PV) modules (Third Revision) | ETD | IEC TS 63163:2021 | Terrestrial photovoltaic (PV) modules for consumer products — Design qualification and type approval | REFERENCED_UNKNOWN | International
IS 14286 (Part 1/Sec 4):2023 | Terrestrial photovoltaic (PV) modules Design qualification and type approval Part 1-4 Special requirements for testing of thin-film Cu (In,ga) (S,Se) 2 based photovoltaic (PV) modules (Third Revision) | ETD | ISO/IEC GUIDE 98 (Part-3):2008 | Uncertainty of measurement — Part 3: Guide to the expression of uncertainty in measurement (GUM : 1995) | REFERENCED_UNKNOWN | International
IS 14697:2021 | ac STATIC TRANSFORMER OPERATED WATTHOUR METERS CLASS 02 S AND 05 S AND VAR-HOUR METERS CLASS 02 S 05 S AND 10 S - SPECIFICATION First Revision | ETD | IS 13360 (Part 6/Sec 3):2022 | PLASTICS METHOD OF TESTING PART 6 THERMAL PROPERTIES SECTION 3 DETERMINATION OF TEMPERATURE OF DEFLECTION UNDER LOAD GENERAL TEST METHOD | TEST_METHOD | Indian
IS 14697:2021 | ac STATIC TRANSFORMER OPERATED WATTHOUR METERS CLASS 02 S AND 05 S AND VAR-HOUR METERS CLASS 02 S 05 S AND 10 S - SPECIFICATION First Revision | ETD | IS 11000 (Part 2/Sec 1):2018 | Fire hazard testing: Part 2 test methods: Sec 1 glow - Wire apparatus and common test procedure (Second Revision) | TEST_METHOD | Indian
IS 14697:2021 | ac STATIC TRANSFORMER OPERATED WATTHOUR METERS CLASS 02 S AND 05 S AND VAR-HOUR METERS CLASS 02 S 05 S AND 10 S - SPECIFICATION First Revision | ETD | IS 12032 (Part 1):1987 | Graphical symbols for diagrams in the field of electrotechnology: Part 1 general information | TERMINOLOGY | Indian
IS 14697:2021 | ac STATIC TRANSFORMER OPERATED WATTHOUR METERS CLASS 02 S AND 05 S AND VAR-HOUR METERS CLASS 02 S 05 S AND 10 S - SPECIFICATION First Revision | ETD | IS 12032 (Part 11):1987 | Graphical symbols for diagrams in the field of electrotechnology: Part 11 architectural and topographical installation plan and diagrams | TERMINOLOGY | Indian
IS 14697:2021 | ac STATIC TRANSFORMER OPERATED WATTHOUR METERS CLASS 02 S AND 05 S AND VAR-HOUR METERS CLASS 02 S 05 S AND 10 S - SPECIFICATION First Revision | ETD | IS 12032 (Part 12):1994 | Graphical symbols for diagrams in the field of electrotechnology: Part 12 binary logic elements | TERMINOLOGY | Indian
IS 14697:2021 | ac STATIC TRANSFORMER OPERATED WATTHOUR METERS CLASS 02 S AND 05 S AND VAR-HOUR METERS CLASS 02 S 05 S AND 10 S - SPECIFICATION First Revision | ETD | IS 12032 (Part 2):1987 | Graphical symbols for diagrams in the field of electrotechnology: Part 2 symbol elements, qualifying symbols and other symbols having general application | TERMINOLOGY | Indian
IS 14697:2021 | ac STATIC TRANSFORMER OPERATED WATTHOUR METERS CLASS 02 S AND 05 S AND VAR-HOUR METERS CLASS 02 S 05 S AND 10 S - SPECIFICATION First Revision | ETD | IS 12032 (Part 3):1987 | Graphical symbols for diagrams in the field of electrotechnology: Part 3 conductors and connecting devices | TERMINOLOGY | Indian
IS 14697:2021 | ac STATIC TRANSFORMER OPERATED WATTHOUR METERS CLASS 02 S AND 05 S AND VAR-HOUR METERS CLASS 02 S 05 S AND 10 S - SPECIFICATION First Revision | ETD | IS 12032 (Part 4):1987 | Graphical symbols for diagrams in the field of electrotechnology: Part 4 passive components | TERMINOLOGY | Indian
IS 14697:2021 | ac STATIC TRANSFORMER OPERATED WATTHOUR METERS CLASS 02 S AND 05 S AND VAR-HOUR METERS CLASS 02 S 05 S AND 10 S - SPECIFICATION First Revision | ETD | IS 12032 (Part 5):1993 | Graphical symbols for diagrams in the field of electrotechnology: Part 5 semiconductors and electron tubes | TERMINOLOGY | Indian
IS 14697:2021 | ac STATIC TRANSFORMER OPERATED WATTHOUR METERS CLASS 02 S AND 05 S AND VAR-HOUR METERS CLASS 02 S 05 S AND 10 S - SPECIFICATION First Revision | ETD | IS 12032 (Part 6):1987 | Graphical symbols for diagrams in the field of electrotechnology: Part 6 production and conversion of electrical energy | TERMINOLOGY | Indian
IS 14697:2021 | ac STATIC TRANSFORMER OPERATED WATTHOUR METERS CLASS 02 S AND 05 S AND VAR-HOUR METERS CLASS 02 S 05 S AND 10 S - SPECIFICATION First Revision | ETD | IS 12032 (Part 7):1987 | Graphical symbols for diagrams in the field of electrotechnology: Part 7 switchgear, controlgear and protective devices | TERMINOLOGY | Indian
IS 14697:2021 | ac STATIC TRANSFORMER OPERATED WATTHOUR METERS CLASS 02 S AND 05 S AND VAR-HOUR METERS CLASS 02 S 05 S AND 10 S - SPECIFICATION First Revision | ETD | IS 12032 (Part 8):1987 | Graphical symbols for diagrams in the field of electrotechnology: Part 8 measuring instruments, lamps and signalling devices | TERMINOLOGY | Indian
IS 14697:2021 | ac STATIC TRANSFORMER OPERATED WATTHOUR METERS CLASS 02 S AND 05 S AND VAR-HOUR METERS CLASS 02 S 05 S AND 10 S - SPECIFICATION First Revision | ETD | IS 12032 (Part 9):1993 | Graphical symbols for diagrams in the field of electrotechnology: Part 9 telecommunications: switching and peripheral equipment | TERMINOLOGY | Indian
IS 14697:2021 | ac STATIC TRANSFORMER OPERATED WATTHOUR METERS CLASS 02 S AND 05 S AND VAR-HOUR METERS CLASS 02 S 05 S AND 10 S - SPECIFICATION First Revision | ETD | IS 12346:1999 | Testing equipment for AC electrical energy meters (First Revision) | REFERENCED_UNKNOWN | Indian
IS 14697:2021 | ac STATIC TRANSFORMER OPERATED WATTHOUR METERS CLASS 02 S AND 05 S AND VAR-HOUR METERS CLASS 02 S 05 S AND 10 S - SPECIFICATION First Revision | ETD | IS 12360:2026 | VOLTAGE BANDS FOR ELECTRICAL INSTALLATIONS INCLUDING PREFERRED VOLTAGE AND FREQUENCY | INSTALLATION_CODE | Indian
IS 14697:2021 | ac STATIC TRANSFORMER OPERATED WATTHOUR METERS CLASS 02 S AND 05 S AND VAR-HOUR METERS CLASS 02 S 05 S AND 10 S - SPECIFICATION First Revision | ETD | IS 13360 (Part 6/Sec 17):2017 | Plastics - Methods of testing: Part 6 thermal properties section 17 determination of temperature of deflection under load - Plastics and ebonite (Second Revision) | TEST_METHOD | Indian
IS 14697:2021 | ac STATIC TRANSFORMER OPERATED WATTHOUR METERS CLASS 02 S AND 05 S AND VAR-HOUR METERS CLASS 02 S 05 S AND 10 S - SPECIFICATION First Revision | ETD | IS 13779:2020 | ac STATIC WATTHOUR METERS CLASS 1 AND 2-Specefication | REFERENCED_UNKNOWN | Indian
IS 14697:2021 | ac STATIC TRANSFORMER OPERATED WATTHOUR METERS CLASS 02 S AND 05 S AND VAR-HOUR METERS CLASS 02 S 05 S AND 10 S - SPECIFICATION First Revision | ETD | IS 1401:2008 | Protection of persons and equipment by enclosures - Probes for verification (Second Revision) | REFERENCED_UNKNOWN | Indian
IS 14697:2021 | ac STATIC TRANSFORMER OPERATED WATTHOUR METERS CLASS 02 S AND 05 S AND VAR-HOUR METERS CLASS 02 S 05 S AND 10 S - SPECIFICATION First Revision | ETD | IS 14700 (Part 4/Sec 2):2018 | Electromagnetic compatibility (EMC): Part 4 testing and measurement techniques: Sec 2 electrostatic discharge immunity test (Second Revision) | REFERENCED_UNKNOWN | Indian
IS 14697:2021 | ac STATIC TRANSFORMER OPERATED WATTHOUR METERS CLASS 02 S AND 05 S AND VAR-HOUR METERS CLASS 02 S 05 S AND 10 S - SPECIFICATION First Revision | ETD | IS 14700 (Part 4/Sec 4):2018 | Electromagnetic compatibility (EMC): Part 4 testing and measurement techniques: Sec 4 electrical fast transient / burst immunity test (Second Revision) | REFERENCED_UNKNOWN | Indian
IS 14697:2021 | ac STATIC TRANSFORMER OPERATED WATTHOUR METERS CLASS 02 S AND 05 S AND VAR-HOUR METERS CLASS 02 S 05 S AND 10 S - SPECIFICATION First Revision | ETD | IS 2071 (Part 1):2016 | High - Voltage test techniques: Part 1 general definitions and test requirements (Third Revision) | TERMINOLOGY | Indian
IS 14697:2021 | ac STATIC TRANSFORMER OPERATED WATTHOUR METERS CLASS 02 S AND 05 S AND VAR-HOUR METERS CLASS 02 S 05 S AND 10 S - SPECIFICATION First Revision | ETD | IS 4905:2015 | Random sampling and randomization procedures (First Revision) | REFERENCED_UNKNOWN | Indian
IS 14697:2021 | ac STATIC TRANSFORMER OPERATED WATTHOUR METERS CLASS 02 S AND 05 S AND VAR-HOUR METERS CLASS 02 S 05 S AND 10 S - SPECIFICATION First Revision | ETD | IS 9000 (Part 7/Sec 1):2018 | Basic environmental testing procedures for electronic and electrical items: Part 7 impact test: Sec 1 shock (Test Ea) (Second Revision) | TEST_METHOD | Indian
IS 14697:2021 | ac STATIC TRANSFORMER OPERATED WATTHOUR METERS CLASS 02 S AND 05 S AND VAR-HOUR METERS CLASS 02 S 05 S AND 10 S - SPECIFICATION First Revision | ETD | IS 9000 (Part 8):1981 | Basic environmental testing procedures for electronic and electrical items: Part 8 vibration (Sinusoidal) test | REFERENCED_UNKNOWN | Indian
IS 14697:2021 | ac STATIC TRANSFORMER OPERATED WATTHOUR METERS CLASS 02 S AND 05 S AND VAR-HOUR METERS CLASS 02 S 05 S AND 10 S - SPECIFICATION First Revision | ETD | IS 9000 (Part 2/Sec 1 to 4):1977 | Basic environmental testing procdures for electronic and electrical items: Part 2 cold test | REFERENCED_UNKNOWN | Indian
IS 14697:2021 | ac STATIC TRANSFORMER OPERATED WATTHOUR METERS CLASS 02 S AND 05 S AND VAR-HOUR METERS CLASS 02 S 05 S AND 10 S - SPECIFICATION First Revision | ETD | IS 9000 (Part 3/Sec 1 to 5):1977 | Basic environmental testing procedures for electronic and electrical items: Part 3 dry heat test | REFERENCED_UNKNOWN | Indian
IS 14697:2021 | ac STATIC TRANSFORMER OPERATED WATTHOUR METERS CLASS 02 S AND 05 S AND VAR-HOUR METERS CLASS 02 S 05 S AND 10 S - SPECIFICATION First Revision | ETD | IS 9000 (Part 5/Sec 1 AND 2):1981 | Basic environmental testing procedures for electronic and electrical items: Part 5 damp heat (Cyclic) test | REFERENCED_UNKNOWN | Indian
IS 14697:2021 | ac STATIC TRANSFORMER OPERATED WATTHOUR METERS CLASS 02 S AND 05 S AND VAR-HOUR METERS CLASS 02 S 05 S AND 10 S - SPECIFICATION First Revision | ETD | IS/IEC 60529:2001 | Degrees of protection provided by enclosures (IP Code) | REFERENCED_UNKNOWN | Indian
IS 14697:2021 | ac STATIC TRANSFORMER OPERATED WATTHOUR METERS CLASS 02 S AND 05 S AND VAR-HOUR METERS CLASS 02 S 05 S AND 10 S - SPECIFICATION First Revision | ETD | IS 12032 (Part 10):1991 | Graphical Symbols for Diagrams in the Field of Electrotechnology: Part 10 Telecommunications: Transmission | TERMINOLOGY | Indian
IS 14697:2021 | ac STATIC TRANSFORMER OPERATED WATTHOUR METERS CLASS 02 S AND 05 S AND VAR-HOUR METERS CLASS 02 S 05 S AND 10 S - SPECIFICATION First Revision | ETD | IS 6873 (Part 2/Sec 1):2024 | Limits and Methods of Measurement of Radio Disturbance Characteristics PART 2 Electromagnetic Compatibility (EMC) - Requirements for Household Appliances, Electric Tools and Similar Apparatus Section 1 Emission ( Fourth Revision) | COMPONENT_PRODUCT | Indian
IS 14697:2021 | ac STATIC TRANSFORMER OPERATED WATTHOUR METERS CLASS 02 S AND 05 S AND VAR-HOUR METERS CLASS 02 S 05 S AND 10 S - SPECIFICATION First Revision | ETD | IS 14700 (Part 4/Sec 5):2019 | Electromagnetic compatibility (EMC): Part 4 testing and measurement techniques: Sec 5 surge immunity test (First Revision) | REFERENCED_UNKNOWN | Indian
IS 14697:2021 | ac STATIC TRANSFORMER OPERATED WATTHOUR METERS CLASS 02 S AND 05 S AND VAR-HOUR METERS CLASS 02 S 05 S AND 10 S - SPECIFICATION First Revision | ETD | IS/CISPR 32 : 2015 | Electromagnetic Compatibility of Multimedia Equipment Emission Requirements | COMPONENT_PRODUCT | Indian
IS 14697:2021 | ac STATIC TRANSFORMER OPERATED WATTHOUR METERS CLASS 02 S AND 05 S AND VAR-HOUR METERS CLASS 02 S 05 S AND 10 S - SPECIFICATION First Revision | ETD | IEC 62052 (Part-11):2003 | Electricity metering equipment (a.c.) — General requirements, tests and test conditions — Part 11 Metering equipment and its amendment 1 | COMPONENT_PRODUCT | International
IS 14697:2021 | ac STATIC TRANSFORMER OPERATED WATTHOUR METERS CLASS 02 S AND 05 S AND VAR-HOUR METERS CLASS 02 S 05 S AND 10 S - SPECIFICATION First Revision | ETD | IEC 62053 (Part-22):2003 | Electricity metering equipment (a.c.) — Particular requirements – Part 22: Static meters for active energy (classes 0.2S and 0.5S)’ and its amendment 1 | COMPONENT_PRODUCT | International
IS 14697:2021 | ac STATIC TRANSFORMER OPERATED WATTHOUR METERS CLASS 02 S AND 05 S AND VAR-HOUR METERS CLASS 02 S 05 S AND 10 S - SPECIFICATION First Revision | ETD | IEC 60068 (Part-2) (Sec-75):2014 | Environmental testing — Part 2-75: Tests — Test Eh: Hammer tests | REFERENCED_UNKNOWN | International
IS 14697:2021 | ac STATIC TRANSFORMER OPERATED WATTHOUR METERS CLASS 02 S AND 05 S AND VAR-HOUR METERS CLASS 02 S 05 S AND 10 S - SPECIFICATION First Revision | ETD | IEC 61000 (Part-4) (Sec-20):2010 | Electromagnetic compatibility (EMC) — Part 4-20: Testing and measurement techniques — Emission and immunity testing in transverse electromagnetic (TEM) waveguides | REFERENCED_UNKNOWN | International
IS 1765:2020 | Direct-Current Potentiometers ( Third Revision ) | ETD | 0 0 |  | REFERENCED_UNKNOWN | International
IS/IEC 60079 (Part 0):2017 | Explosive Atmospheres Part 0 Equipment — General Requirements ( Third Revision ) | ETD | IS 7820:2004 | Electrical Apparatus for Explosive Gas Atmospheres - Method of Test for Ignition Temperature | TEST_METHOD | Indian
IS/IEC 60079 (Part 0):2017 | Explosive Atmospheres Part 0 Equipment — General Requirements ( Third Revision ) | ETD | IS 8504 (Part 2):2013 | Electrical insulating materials - Thermal endurance properties: Part 2 determination of thermal endurance properties of electrical insulating materials - Choice of test criteria (First Revision) | REFERENCED_UNKNOWN | Indian
IS/IEC 60079 (Part 0):2017 | Explosive Atmospheres Part 0 Equipment — General Requirements ( Third Revision ) | ETD | IS 14962 (Part 1):2018 | ISO general purpose metric screw threads - Tolerances: Part 1 principles and basic data (First Revision) | REFERENCED_UNKNOWN | Indian
IS/IEC 60079 (Part 0):2017 | Explosive Atmospheres Part 0 Equipment — General Requirements ( Third Revision ) | ETD | IS 14962 (Part 3):2022 | ISO general purpose metric screw threads - Tolerances - Part 3: Limit deviations for screw threads | REFERENCED_UNKNOWN | Indian
IS/IEC 60079 (Part 0):2017 | Explosive Atmospheres Part 0 Equipment — General Requirements ( Third Revision ) | ETD | IS 10918:1984 | Specification for vented type nickel cadmium batteries | COMPONENT_PRODUCT | Indian
IS/IEC 60079 (Part 0):2017 | Explosive Atmospheres Part 0 Equipment — General Requirements ( Third Revision ) | ETD | IS 13360 (Part 5/Sec 2):2017 | Plastics - Methods of testing: Part 5 mechanical properties section 2 determination of tensile properties - Test conditions for moulding and extrusion plastics (First Revision) | TEST_METHOD | Indian
IS/IEC 60079 (Part 0):2017 | Explosive Atmospheres Part 0 Equipment — General Requirements ( Third Revision ) | ETD | IS 13360 (Part 5/Sec 5/Sub-Sec 1):2025 | PLASTICS — METHODS OF TESTING PART 5 MECHANICAL PROPERTIES SECTION 5 DETERMINATION OF CHARPY IMPACT PROPERTIES SUBSEC 1 NON-INSTRUMENTED IMPACT TEST (Second Revision) | TEST_METHOD | Indian
IS/IEC 60079 (Part 0):2017 | Explosive Atmospheres Part 0 Equipment — General Requirements ( Third Revision ) | ETD | IS 13360 (Part 5/Sec 7):2022 | PLASTICS METHOD OF TESTING PART 5 MECHANICAL PROPERTIES SECTION 7 DETERMINATION OF FLEXURAL PROPERTIES | TEST_METHOD | Indian
IS/IEC 60079 (Part 0):2017 | Explosive Atmospheres Part 0 Equipment — General Requirements ( Third Revision ) | ETD | IS 1364 (Part 1):2023 | Hexagon head bolts, screws, and nuts of property grades A and B: Part 1 Hexagon head bolts (Size range M1.6 to M64) (sixth revision) | COMPONENT_PRODUCT | Indian
IS/IEC 60079 (Part 0):2017 | Explosive Atmospheres Part 0 Equipment — General Requirements ( Third Revision ) | ETD | IS 1364 (Part 2):2023 | Hexagon head bolts screws and nuts of product grades A and B Part 2 Hexagon head screws (Size range M1.6 to M64 ) (Sixth revision of IS 1364 (Part 2)) | COMPONENT_PRODUCT | Indian
IS/IEC 60079 (Part 0):2017 | Explosive Atmospheres Part 0 Equipment — General Requirements ( Third Revision ) | ETD | IS 1364 (Part 3):2026 | Hexagon head bolts, screws and nuts of product grades A and B: Part 3 Hexagon nuts, style 1 (Size range M5 To M39) (sixth revision) | COMPONENT_PRODUCT | Indian
IS/IEC 60079 (Part 0):2017 | Explosive Atmospheres Part 0 Equipment — General Requirements ( Third Revision ) | ETD | IS 14763:2022 | CONDUIT SYSTEMS FOR CABLE MANAGEMENT OUTSIDE DIAMETERS OF CONDUITS FOR ELECTRICAL INSTALLATIONS AND THREADS FOR CONDUITS AND FITTINGS | INSTALLATION_CODE | Indian
IS/IEC 60079 (Part 0):2017 | Explosive Atmospheres Part 0 Equipment — General Requirements ( Third Revision ) | ETD | IS 15382 (Part 1):2022 | Insulation Coordination for Equipment Within Low-Voltage Systems Part 1 Principles Requirements and Tests | COMPONENT_PRODUCT | Indian
IS/IEC 60079 (Part 0):2017 | Explosive Atmospheres Part 0 Equipment — General Requirements ( Third Revision ) | ETD | IS 1821:1987 | Dimensions for clearance holes for bolts and screws (Third Revision) | REFERENCED_UNKNOWN | Indian
IS/IEC 60079 (Part 0):2017 | Explosive Atmospheres Part 0 Equipment — General Requirements ( Third Revision ) | ETD | IS 1885 (Part 60):2022 | Electrotechnical Vocabulary: Part 60 Equipment for Explosive Atmospheres (Second Revision) | TERMINOLOGY | Indian
IS/IEC 60079 (Part 0):2017 | Explosive Atmospheres Part 0 Equipment — General Requirements ( Third Revision ) | ETD | IS 2269:2006 | Hexagon socket head cap screws (Fifth Revision) | REFERENCED_UNKNOWN | Indian
IS/IEC 60079 (Part 0):2017 | Explosive Atmospheres Part 0 Equipment — General Requirements ( Third Revision ) | ETD | IS 2584:1963 | Method of test for electric strength of solid insulating materials at power frequencies | TEST_METHOD | Indian
IS/IEC 60079 (Part 0):2017 | Explosive Atmospheres Part 0 Equipment — General Requirements ( Third Revision ) | ETD | IS 3400 (Part 2/Sec 2):2023 | METHODS OF TEST FOR RUBBER, VULCANIZED OR THERMOPLASTIC PART 2 DETERMINATION OF HARDNESS SECTION 2 HARDNESS BETWEEN 10 IRHD AND 100 IRHD ( Fifth Revision ) | TEST_METHOD | Indian
IS/IEC 60079 (Part 0):2017 | Explosive Atmospheres Part 0 Equipment — General Requirements ( Third Revision ) | ETD | IS 3400 (Part 6):2018 | Methods of Test for Vulcanized Rubbers Part 6 Determination of the Effect of Liquids (Fourth Revision) | TEST_METHOD | Indian
IS/IEC 60079 (Part 0):2017 | Explosive Atmospheres Part 0 Equipment — General Requirements ( Third Revision ) | ETD | IS 4218 (Part 4):2025 | ISO general purpose metric screw threads: Part 4 Selected sizes for bolts, screws, studs and nuts (third revision) | REFERENCED_UNKNOWN | Indian
IS/IEC 60079 (Part 0):2017 | Explosive Atmospheres Part 0 Equipment — General Requirements ( Third Revision ) | ETD | IS 6303:2018 | Primary batteries - General (Second Revision) | REFERENCED_UNKNOWN | Indian
IS/IEC 60079 (Part 0):2017 | Explosive Atmospheres Part 0 Equipment — General Requirements ( Third Revision ) | ETD | IS 7372:1995 | Lead - Acid storage batteries for motor vehicles - Specification (First Revision) | COMPONENT_PRODUCT | Indian
IS/IEC 60079 (Part 0):2017 | Explosive Atmospheres Part 0 Equipment — General Requirements ( Third Revision ) | ETD | IS 7624:1990 | Lead - Acid starter batteries for diesel - locomotives and rail cars - Specification (First Revision) | COMPONENT_PRODUCT | Indian
IS/IEC 60079 (Part 0):2017 | Explosive Atmospheres Part 0 Equipment — General Requirements ( Third Revision ) | ETD | IS 8504 (Part 1):2012 | Electrical insulating materials - Thermal endurance properties: Part 1 ageing procedures and evaluation of test results (Second Revision) | REFERENCED_UNKNOWN | Indian
IS/IEC 60079 (Part 0):2017 | Explosive Atmospheres Part 0 Equipment — General Requirements ( Third Revision ) | ETD | IS 919 (Part 2):2014 | Geometrical product specifications (GPS) - ISO code system for tolerances on linear sizes: Part 2 tables of standard tolerance classes and limit deviation for holes and shafts (Second Revision) | COMPONENT_PRODUCT | Indian
IS/IEC 60079 (Part 0):2017 | Explosive Atmospheres Part 0 Equipment — General Requirements ( Third Revision ) | ETD | IS 9974 (Part 1):1981 | Specification for high pressure sodium vapour lamps: Part 1 general requirements and tests | COMPONENT_PRODUCT | Indian
IS/IEC 60079 (Part 0):2017 | Explosive Atmospheres Part 0 Equipment — General Requirements ( Third Revision ) | ETD | IS 9974 (Part 2):1981 | Specification for high pressure sodium vapour lamps: Part 2 standard lamp data sheets | COMPONENT_PRODUCT | Indian
IS/IEC 60079 (Part 0):2017 | Explosive Atmospheres Part 0 Equipment — General Requirements ( Third Revision ) | ETD | IS/IEC 60079 (Part 1):2007 | Explosive Atmospheres - Part 1 : Equipment Protection by Flameproof Enclosures d"""" | SAFETY_STANDARD | Indian
IS/IEC 60079 (Part 0):2017 | Explosive Atmospheres Part 0 Equipment — General Requirements ( Third Revision ) | ETD | IS 6094 (Part 1):2006 | Hexagon socket set screws: Part 1 with flat point (Third Revision) | REFERENCED_UNKNOWN | Indian
IS/IEC 60079 (Part 0):2017 | Explosive Atmospheres Part 0 Equipment — General Requirements ( Third Revision ) | ETD | IS 6094 (Part 2):2006 | Hexagon socket set screws: Part 2 with cone point (Third Revision) | REFERENCED_UNKNOWN | Indian
IS/IEC 60079 (Part 0):2017 | Explosive Atmospheres Part 0 Equipment — General Requirements ( Third Revision ) | ETD | IS 6094 (Part 3):2006 | Hexagon socket set screws: Part 3 with dog point (Third Revision) | REFERENCED_UNKNOWN | Indian
IS/IEC 60079 (Part 0):2017 | Explosive Atmospheres Part 0 Equipment — General Requirements ( Third Revision ) | ETD | IS 6094 (Part 4):2006 | Hexagon socket set screws: Part 4 with cup point (Third Revision) | REFERENCED_UNKNOWN | Indian
IS/IEC 60079 (Part 0):2017 | Explosive Atmospheres Part 0 Equipment — General Requirements ( Third Revision ) | ETD | IS/IEC 60034 (Part 1):2004 | Rotating electrical machines : Part 1 Rating and performance | REFERENCED_UNKNOWN | Indian
IS/IEC 60079 (Part 0):2017 | Explosive Atmospheres Part 0 Equipment — General Requirements ( Third Revision ) | ETD | IS/IEC 60034 (Part 5):2020 | Rotating electrical machines Part 5 Degrees of protection provided by the integral design of rotating electrical machines IP code - Classification (Third Revision) | REFERENCED_UNKNOWN | Indian
IS/IEC 60079 (Part 0):2017 | Explosive Atmospheres Part 0 Equipment — General Requirements ( Third Revision ) | ETD | IS/IEC 60079 (Part 11):2023 | Explosive Atmospheres Part 11 Equipment Protection by Intrinsic Safety “i” (Second Revision) | REFERENCED_UNKNOWN | Indian
IS/IEC 60079 (Part 0):2017 | Explosive Atmospheres Part 0 Equipment — General Requirements ( Third Revision ) | ETD | IS/IEC 60079 (Part 15):2017 | EXPLOSIVE ATMOSPHERES PART 15 EQUIPMENT PROTECTION BY TYPE OF PROTECTION ''n'' (Second Revision) | REFERENCED_UNKNOWN | Indian
IS/IEC 60079 (Part 0):2017 | Explosive Atmospheres Part 0 Equipment — General Requirements ( Third Revision ) | ETD | IS/IEC 60079 (Part 18):2014 | Explosive atmospheres: Part 18 equipment protection by encapsulation ''m'' (Second Revision) | REFERENCED_UNKNOWN | Indian
IS/IEC 60079 (Part 0):2017 | Explosive Atmospheres Part 0 Equipment — General Requirements ( Third Revision ) | ETD | IS/IEC 60079 (Part 25):2020 | Explosive atmospheres - Part 25: Intrinsically safe electrical systems (Second Revision) | REFERENCED_UNKNOWN | Indian
IS/IEC 60079 (Part 0):2017 | Explosive Atmospheres Part 0 Equipment — General Requirements ( Third Revision ) | ETD | IS/IEC 60079 (Part 7):2017 | Explosive atmospheres - Part 7: Equipment protection by increased safety "e" (Second Revision) | REFERENCED_UNKNOWN | Indian
IS/IEC 60079 (Part 0):2017 | Explosive Atmospheres Part 0 Equipment — General Requirements ( Third Revision ) | ETD | IS/IEC 60947 (Part 1):2020 | LOW-VOLTAGE SWITCHGEAR AND CONTROLGEAR PART 1 GENERAL RULES | REFERENCED_UNKNOWN | Indian
IS/IEC 60079 (Part 0):2017 | Explosive Atmospheres Part 0 Equipment — General Requirements ( Third Revision ) | ETD | IS/IEC 60079 (Part 2):2014 | Explosive atmospheres: Part 2 equipment protection by pressurized enclosure ''p'' (First Revision) | REFERENCED_UNKNOWN | Indian
IS/IEC 60079 (Part 0):2017 | Explosive Atmospheres Part 0 Equipment — General Requirements ( Third Revision ) | ETD | IS/IEC 60079 (Part 5):2015 | Explosive Atmospheres Part 5 Equipment Protection by Powder Filling “q” (Second Revision) | REFERENCED_UNKNOWN | Indian
IS/IEC 60079 (Part 0):2017 | Explosive Atmospheres Part 0 Equipment — General Requirements ( Third Revision ) | ETD | IS/IEC 60529:2001 | Degrees of protection provided by enclosures (IP Code) | REFERENCED_UNKNOWN | Indian
IS/IEC 60079 (Part 0):2017 | Explosive Atmospheres Part 0 Equipment — General Requirements ( Third Revision ) | ETD | IS/IEC 61241 (Part 11):2005 | Electrical apparatus for use in the presence of combustible dust : Part 11 Protection by intrinsic safety `ID' | REFERENCED_UNKNOWN | Indian
IS/IEC 60079 (Part 0):2017 | Explosive Atmospheres Part 0 Equipment — General Requirements ( Third Revision ) | ETD | IS/IEC 61241 (Part 1):2004 | Electrical apparatus for use in the presence of combustible dust : Part 1 Protection by enclosures "tD" | REFERENCED_UNKNOWN | Indian
IS/IEC 60079 (Part 0):2017 | Explosive Atmospheres Part 0 Equipment — General Requirements ( Third Revision ) | ETD | IS/IEC 61241 (Part 4):2001 | Electrical apparatus for use in the presence of combustible dust: Part 4 type of protection "PD" | REFERENCED_UNKNOWN | Indian
IS/IEC 60079 (Part 0):2017 | Explosive Atmospheres Part 0 Equipment — General Requirements ( Third Revision ) | ETD | IS/IEC 60079 (Part 6):2020 | Explosive atmospheres - Part 6: Equipment protection by liquid immersion "o" (Second Revision) | REFERENCED_UNKNOWN | Indian
IS/IEC 60079 (Part 0):2017 | Explosive Atmospheres Part 0 Equipment — General Requirements ( Third Revision ) | ETD | IEC 60034 (Part 1) |  | REFERENCED_UNKNOWN | International
IS/IEC 61730 (Part 1):2016 | Photovoltaic (PV) Module Safety Qualification Part 1 Requirements for Construction ( First Revision ) | ETD | IS 8504 (Part 2):2013 | Electrical insulating materials - Thermal endurance properties: Part 2 determination of thermal endurance properties of electrical insulating materials - Choice of test criteria (First Revision) | REFERENCED_UNKNOWN | Indian
IS/IEC 61730 (Part 1):2016 | Photovoltaic (PV) Module Safety Qualification Part 1 Requirements for Construction ( First Revision ) | ETD | IS 8504 (Part 6):2012 | Electrical insulating materials - Thermal endurance properties: Part 6 determination of relative thermal endurance index (RTE) of an insulating material | REFERENCED_UNKNOWN | Indian
IS/IEC 61730 (Part 1):2016 | Photovoltaic (PV) Module Safety Qualification Part 1 Requirements for Construction ( First Revision ) | ETD | IS 15382 (Part 1):2022 | Insulation Coordination for Equipment Within Low-Voltage Systems Part 1 Principles Requirements and Tests | COMPONENT_PRODUCT | Indian
IS/IEC 61730 (Part 1):2016 | Photovoltaic (PV) Module Safety Qualification Part 1 Requirements for Construction ( First Revision ) | ETD | IS 15382 (Part 2/Sec 1):2014 | Insulation coordination for equipment within low - Voltage systems: Part 2 application guide: Sec 1 explanation of the application of the IEC 60664 series, dimensioning examples and dielectric testing (First Revision) | REFERENCED_UNKNOWN | Indian
IS/IEC 61730 (Part 1):2016 | Photovoltaic (PV) Module Safety Qualification Part 1 Requirements for Construction ( First Revision ) | ETD | IS 15382 (Part 3):2019 | Insulation Coordination for Equipment within Low-Voltage Systems Part 3 Use of Coating, Potting or Moulding for Protection against Pollution (First Revision) | REFERENCED_UNKNOWN | Indian
IS/IEC 61730 (Part 1):2016 | Photovoltaic (PV) Module Safety Qualification Part 1 Requirements for Construction ( First Revision ) | ETD | IS 2824:2007 | Method for the determination of the proof and the comparative tracking indices of solid insulating materials (Second Revision) | REFERENCED_UNKNOWN | Indian
IS/IEC 61730 (Part 1):2016 | Photovoltaic (PV) Module Safety Qualification Part 1 Requirements for Construction ( First Revision ) | ETD | IS 3448:2014 | Rice bran oil - Specification (Third Revision) | COMPONENT_PRODUCT | Indian
IS/IEC 61730 (Part 1):2016 | Photovoltaic (PV) Module Safety Qualification Part 1 Requirements for Construction ( First Revision ) | ETD | IS 4165:1991 | Thermostats for general purpose electric ovens | REFERENCED_UNKNOWN | Indian
IS/IEC 61730 (Part 1):2016 | Photovoltaic (PV) Module Safety Qualification Part 1 Requirements for Construction ( First Revision ) | ETD | IS 4687:2025 | GASKETS AND PACKINGS GLAND PACKINGS ASBESTOS SPECIFICATION Third Revision | COMPONENT_PRODUCT | Indian
IS/IEC 61730 (Part 1):2016 | Photovoltaic (PV) Module Safety Qualification Part 1 Requirements for Construction ( First Revision ) | ETD | IS 514:2025 | Textiles Mercerized Cotton Fabrics for Covering Aircrafts and gliders Specification ( Fourth Revision ) | COMPONENT_PRODUCT | Indian
IS/IEC 61730 (Part 1):2016 | Photovoltaic (PV) Module Safety Qualification Part 1 Requirements for Construction ( First Revision ) | ETD | IS 5326:2025 | LifeBuoys - Specification | COMPONENT_PRODUCT | Indian
IS/IEC 61730 (Part 1):2016 | Photovoltaic (PV) Module Safety Qualification Part 1 Requirements for Construction ( First Revision ) | ETD | IS 5327:1969 | Specification for rigid bailers for lifeboats | COMPONENT_PRODUCT | Indian
IS/IEC 61730 (Part 1):2016 | Photovoltaic (PV) Module Safety Qualification Part 1 Requirements for Construction ( First Revision ) | ETD | IS 5328:1969 | Method of test for determination of chemical composition of asbestos fibre | TEST_METHOD | Indian
IS/IEC 61730 (Part 1):2016 | Photovoltaic (PV) Module Safety Qualification Part 1 Requirements for Construction ( First Revision ) | ETD | IS 533:2007 | Gum spirit of turpentine (Oil Of Turpentine) - specification (Third Revision) | COMPONENT_PRODUCT | Indian
IS/IEC 61730 (Part 1):2016 | Photovoltaic (PV) Module Safety Qualification Part 1 Requirements for Construction ( First Revision ) | ETD | IS 5330:1984 | Criteria for design of anchor blocks for penstocks with expansion joints (First Revision) | REFERENCED_UNKNOWN | Indian
IS/IEC 61730 (Part 1):2016 | Photovoltaic (PV) Module Safety Qualification Part 1 Requirements for Construction ( First Revision ) | ETD | IS 8504 (Part 1):2012 | Electrical insulating materials - Thermal endurance properties: Part 1 ageing procedures and evaluation of test results (Second Revision) | REFERENCED_UNKNOWN | Indian
IS/IEC 61730 (Part 1):2016 | Photovoltaic (PV) Module Safety Qualification Part 1 Requirements for Construction ( First Revision ) | ETD | IS/IEC 60529:2001 | Degrees of protection provided by enclosures (IP Code) | REFERENCED_UNKNOWN | Indian
IS/IEC 61730 (Part 1):2016 | Photovoltaic (PV) Module Safety Qualification Part 1 Requirements for Construction ( First Revision ) | ETD | IEC 61215 (Part 1) |  | REFERENCED_UNKNOWN | International
IS/IEC 61730 (Part 1):2016 | Photovoltaic (PV) Module Safety Qualification Part 1 Requirements for Construction ( First Revision ) | ETD | IEC 61215 (Part 2) |  | REFERENCED_UNKNOWN | International
IS 13730 (Part 49):2018 | Specifications for particular types of winding wires: Part 49 glass - Fibre wound, high temperature resin or varnish - Impregnated, bare or enamelled round copper wire, class 180 (First Revision) | ETD | IS 13730 (Part 0/Sec 6):2024 | Specification for Particular Types of Winding Wires Part 0 General Requirements Section 6 Glass-Fibre Wound Resin or Varnish Impregnated, Bare or Enamelled Round Copper Wire ( First Revision ) | COMPONENT_PRODUCT | Indian
IS 13730 (Part 50):2018 | Specifications for particular types of winding wires: Part 50 glass - Fibre wound, silicone resin or varnish impregnated, bare or enamelled round copper wire, class 200 (First Revision) | ETD | IS 13730 (Part 13):2014 | Specifications for particular types of winding wires: Part 13 polyester or polyesterimide overcoated with polyamide - Imide enamelled round copper wire, class 200 (First Revision) Amendment - 1 | COMPONENT_PRODUCT | Indian
IS 13730 (Part 50):2018 | Specifications for particular types of winding wires: Part 50 glass - Fibre wound, silicone resin or varnish impregnated, bare or enamelled round copper wire, class 200 (First Revision) | ETD | IS 13730 (Part 0/Sec 6):2024 | Specification for Particular Types of Winding Wires Part 0 General Requirements Section 6 Glass-Fibre Wound Resin or Varnish Impregnated, Bare or Enamelled Round Copper Wire ( First Revision ) | COMPONENT_PRODUCT | Indian
IS 13730 (Part 53):2018 | Specifications for particular types of winding wires: Part 53 aromatic polyimide (Aramid) tape wrapped rectangular copper wire, temperature index 220 (First Revision) | ETD | IS 13778 (Part 2):2013 | Winding wires - Test methods: Part 2 determination of dimensions (First Revision) | TEST_METHOD | Indian
IS 13730 (Part 53):2018 | Specifications for particular types of winding wires: Part 53 aromatic polyimide (Aramid) tape wrapped rectangular copper wire, temperature index 220 (First Revision) | ETD | IS 13778 (Part 1):2024 | Winding wires - Methods of Test Part 1 General (Second Revision) | TEST_METHOD | Indian
IS 13730 (Part 53):2018 | Specifications for particular types of winding wires: Part 53 aromatic polyimide (Aramid) tape wrapped rectangular copper wire, temperature index 220 (First Revision) | ETD | IS 13778 (Part 3):2024 | Winding Wires - Methods of Test Part 3 Mechanical Properties ( Second Revision ) | TEST_METHOD | Indian
IS 13730 (Part 53):2018 | Specifications for particular types of winding wires: Part 53 aromatic polyimide (Aramid) tape wrapped rectangular copper wire, temperature index 220 (First Revision) | ETD | IS 13778 (Part 4):2018 | Winding wires - Test methods: Part 4 chemical properties (Second Revision) | TEST_METHOD | Indian
IS 13730 (Part 53):2018 | Specifications for particular types of winding wires: Part 53 aromatic polyimide (Aramid) tape wrapped rectangular copper wire, temperature index 220 (First Revision) | ETD | IS 13778 (Part 5):2012 | Winding wires - Test methods: Part 5 electrical properties (First Revision) | TEST_METHOD | Indian
IS 13730 (Part 53):2018 | Specifications for particular types of winding wires: Part 53 aromatic polyimide (Aramid) tape wrapped rectangular copper wire, temperature index 220 (First Revision) | ETD | IS 13778 (Part 6):2018 | Winding wires - Test methods: Part 6 thermal properties (Second Revision) | TEST_METHOD | Indian
IS 13730 (Part 53):2018 | Specifications for particular types of winding wires: Part 53 aromatic polyimide (Aramid) tape wrapped rectangular copper wire, temperature index 220 (First Revision) | ETD | IS 5825:2024 | Test Procedure for the Determination of the Temperature Index of Enamelled and Tape Wrapped Winding Wires (Third Revision) | REFERENCED_UNKNOWN | Indian
IS/IEC 60947 (Part 2):2016 | Low - Voltage switchgear and controlgear: Part 2 circuit - Breakers (First Revision) | ETD | IS 14700 (Part 3/Sec 2):2020 | Electromagnetic Compatibility (EMC) Part 3 Limits Section 2 Limits for harmonic current emissions ( equipment input current ? 16 A per phase ) ( Third Revision ) | REFERENCED_UNKNOWN | Indian
IS/IEC 60947 (Part 2):2016 | Low - Voltage switchgear and controlgear: Part 2 circuit - Breakers (First Revision) | ETD | IS 14700 (Part 4/Sec 11):2021 | Electromagnetic compatibility EMC: Part 4 testing and measurement techniques: Sec 11 voltage dips short interruptions and voltage variations immunity tests for equipment with input current up to 16 A per phase | REFERENCED_UNKNOWN | Indian
IS/IEC 60947 (Part 2):2016 | Low - Voltage switchgear and controlgear: Part 2 circuit - Breakers (First Revision) | ETD | IS 14700 (Part 4/Sec 2):2018 | Electromagnetic compatibility (EMC): Part 4 testing and measurement techniques: Sec 2 electrostatic discharge immunity test (Second Revision) | REFERENCED_UNKNOWN | Indian
IS/IEC 60947 (Part 2):2016 | Low - Voltage switchgear and controlgear: Part 2 circuit - Breakers (First Revision) | ETD | IS 14700 (Part 4/Sec 3):2023 | Electromagnetic compatibility EMC Part 4 Testing and Measurement Techniques Section 3 Radiated radio-frequency electromagnetic field immunity test Second Revision | REFERENCED_UNKNOWN | Indian
IS/IEC 60947 (Part 2):2016 | Low - Voltage switchgear and controlgear: Part 2 circuit - Breakers (First Revision) | ETD | IS 14700 (Part 4/Sec 4):2018 | Electromagnetic compatibility (EMC): Part 4 testing and measurement techniques: Sec 4 electrical fast transient / burst immunity test (Second Revision) | REFERENCED_UNKNOWN | Indian
IS/IEC 60947 (Part 2):2016 | Low - Voltage switchgear and controlgear: Part 2 circuit - Breakers (First Revision) | ETD | IS 15382 (Part 1):2022 | Insulation Coordination for Equipment Within Low-Voltage Systems Part 1 Principles Requirements and Tests | COMPONENT_PRODUCT | Indian
IS/IEC 60947 (Part 2):2016 | Low - Voltage switchgear and controlgear: Part 2 circuit - Breakers (First Revision) | ETD | IS 6873 (Part 7):2012 | Limits and methods of measurement of radio disturbance characteristics: Part 7 information technology equipment (Second Revision) | REFERENCED_UNKNOWN | Indian
IS/IEC 60947 (Part 2):2016 | Low - Voltage switchgear and controlgear: Part 2 circuit - Breakers (First Revision) | ETD | IS/IEC 60947 (Part 4/Sec 1):2023 | Low-Voltage Switchgear and Controlgear Part 4 Contactors and Motor-Starters Section 1 Electromechanical Contactors and Motor-Starters | REFERENCED_UNKNOWN | Indian
IS/IEC 60947 (Part 2):2016 | Low - Voltage switchgear and controlgear: Part 2 circuit - Breakers (First Revision) | ETD | IS 9000 (Part 14/Sec 1 to 3):1988 | Basic environmental testing procedures for electronic and electrical items:Part 14 test n:change of temperature (First Revision) | REFERENCED_UNKNOWN | Indian
IS/IEC 60947 (Part 2):2016 | Low - Voltage switchgear and controlgear: Part 2 circuit - Breakers (First Revision) | ETD | IS 9000 (Part 5/Sec 1 AND 2):1981 | Basic environmental testing procedures for electronic and electrical items: Part 5 damp heat (Cyclic) test | REFERENCED_UNKNOWN | Indian
IS/IEC 60947 (Part 2):2016 | Low - Voltage switchgear and controlgear: Part 2 circuit - Breakers (First Revision) | ETD | IS/IEC 60947 (Part 1):2020 | LOW-VOLTAGE SWITCHGEAR AND CONTROLGEAR PART 1 GENERAL RULES | REFERENCED_UNKNOWN | Indian
IS/IEC 60947 (Part 2):2016 | Low - Voltage switchgear and controlgear: Part 2 circuit - Breakers (First Revision) | ETD | IS 14700 (Part 4/Sec 5):2019 | Electromagnetic compatibility (EMC): Part 4 testing and measurement techniques: Sec 5 surge immunity test (First Revision) | REFERENCED_UNKNOWN | Indian
IS/IEC 60947 (Part 2):2016 | Low - Voltage switchgear and controlgear: Part 2 circuit - Breakers (First Revision) | ETD | IS 14700 (Part 4/Sec 6):2026 | Electromagnetic Compatibility EMC Part 4: Testing and Measurement Techniques Section 6: Immunity to Conducted Disturbances Induced by Radio-Frequency Fields First Revision | REFERENCED_UNKNOWN | Indian
IS/IEC 60947 (Part 2):2016 | Low - Voltage switchgear and controlgear: Part 2 circuit - Breakers (First Revision) | ETD | IS 9873 (Part 4):2026 | Safety of toys Part 4: Activity toys for domestic use | REFERENCED_UNKNOWN | Indian
IS/IEC 60947 (Part 2):2016 | Low - Voltage switchgear and controlgear: Part 2 circuit - Breakers (First Revision) | ETD | IS 16828:2018 | High - Current Test Techniques - Definitions and Requirements for Test Currents and Measuring Systems | TERMINOLOGY | Indian
IS/IEC 60947 (Part 2):2016 | Low - Voltage switchgear and controlgear: Part 2 circuit - Breakers (First Revision) | ETD | IEC 60269 (Part-1):2024 | Low-voltage fuses — Part 1: General requirements | COMPONENT_PRODUCT | International
IS/IEC 60947 (Part 2):2016 | Low - Voltage switchgear and controlgear: Part 2 circuit - Breakers (First Revision) | ETD | IEC 60364 (Part-1):2025 | Low-voltage electrical installations - Part 1: Fundamental principles, assessment of general characteristics, and definitions | TERMINOLOGY | International
IS/IEC 60947 (Part 2):2016 | Low - Voltage switchgear and controlgear: Part 2 circuit - Breakers (First Revision) | ETD | IEC 60364 (Part-5) (Sec-51):2001 | Electrical installations of buildings - Part 5-51: Selection and erection of electrical equipment - Common rules | INSTALLATION_CODE | International
IS/IEC 60947 (Part 2):2016 | Low - Voltage switchgear and controlgear: Part 2 circuit - Breakers (First Revision) | ETD | IEC 61140:2016 | Protection against electric shock — Common aspects for installation and equipment | INSTALLATION_CODE | International
IS 13730 (Part 31):2018 | Specifications for particular types of winding wires: Part 31 glass fibre wound, resin or varnish impregnated, bare or enamelled rectangular copper wire, temperature index 180 (First Revision) | ETD | IS 13730 (Part 0/Sec 4):2024 | Specification for particular types of winding wires Part 0 General requirements Sec 4 glass - Fibre wound resin or varnish impregnated bare or enamelled rectangular copper wire (Third Revision) | COMPONENT_PRODUCT | Indian
IS 13730 (Part 32):2018 | Specifications for particular types of winding wires: Part 32 glass fibre wound, resin or varnish impregnated, bare or enamelled rectangular copper wire, temperature index 155 (First Revision) | ETD | IS 13730 (Part 0/Sec 4):2024 | Specification for particular types of winding wires Part 0 General requirements Sec 4 glass - Fibre wound resin or varnish impregnated bare or enamelled rectangular copper wire (Third Revision) | COMPONENT_PRODUCT | Indian
IS 13730 (Part 33):2018 | Specifications for particular types of winding wires: Part 33 glass fibre wound, resin or varnish impregnated, bare or enamelled rectangular copper wire, temperature index 200 (First Revision) | ETD | IS 13730 (Part 0/Sec 4):2024 | Specification for particular types of winding wires Part 0 General requirements Sec 4 glass - Fibre wound resin or varnish impregnated bare or enamelled rectangular copper wire (Third Revision) | COMPONENT_PRODUCT | Indian
IS 13730 (Part 39):2018 | Specifications for particular types of winding wires: Part 39 glass - Fibre braided resin or varnish - Impregnated, bare or enamelled rectangular copper wire, temperature index 180 (First Revision) | ETD | IS 13730 (Part 0/Sec 5):2012 | Specifications for particular types of winding wires: Part 0 general requirements: Sec 5 glass - Fibre braided, resin or varnish impregnated, bare or enamelled rectangular copper wire (First Revision) | COMPONENT_PRODUCT | Indian
IS 13730 (Part 48):2018 | Specifications for particular types of winding wires: Part 48 glass - Fibre wound resin or varnish impregnated, bare or enamelled round copper wire, temperature index 155 (First Revision) | ETD | IS 13730 (Part 0/Sec 6):2024 | Specification for Particular Types of Winding Wires Part 0 General Requirements Section 6 Glass-Fibre Wound Resin or Varnish Impregnated, Bare or Enamelled Round Copper Wire ( First Revision ) | COMPONENT_PRODUCT | Indian
IS/IEC 62271 (Part 201):2014 | High-Voltage Switchgear and Controlgear Part 201 ac Solid-Insulation Enclosed Switchgear and Controlgear for Rated Voltages Above 1 kV up to and Including 52 kV ( First Revision ) | ETD | IEC 60061 (Part 1):1989 |  | REFERENCED_UNKNOWN | International
IS/IEC 62271 (Part 201):2014 | High-Voltage Switchgear and Controlgear Part 201 ac Solid-Insulation Enclosed Switchgear and Controlgear for Rated Voltages Above 1 kV up to and Including 52 kV ( First Revision ) | ETD | IEC 60270:2000 |  | REFERENCED_UNKNOWN | International
IS/IEC 62271 (Part 201):2014 | High-Voltage Switchgear and Controlgear Part 201 ac Solid-Insulation Enclosed Switchgear and Controlgear for Rated Voltages Above 1 kV up to and Including 52 kV ( First Revision ) | ETD | IEC 60529:2001 |  | REFERENCED_UNKNOWN | International
IS/IEC 62271 (Part 201):2014 | High-Voltage Switchgear and Controlgear Part 201 ac Solid-Insulation Enclosed Switchgear and Controlgear for Rated Voltages Above 1 kV up to and Including 52 kV ( First Revision ) | ETD | IEC 62271 (Part 1):2007 |  | REFERENCED_UNKNOWN | International
IS/IEC 62271 (Part 201):2014 | High-Voltage Switchgear and Controlgear Part 201 ac Solid-Insulation Enclosed Switchgear and Controlgear for Rated Voltages Above 1 kV up to and Including 52 kV ( First Revision ) | ETD | IEC 62271 (Part 100):2008 |  | REFERENCED_UNKNOWN | International
IS/IEC 62271 (Part 201):2014 | High-Voltage Switchgear and Controlgear Part 201 ac Solid-Insulation Enclosed Switchgear and Controlgear for Rated Voltages Above 1 kV up to and Including 52 kV ( First Revision ) | ETD | IEC 62271 (Part 102):2003 |  | REFERENCED_UNKNOWN | International
IS/IEC 62271 (Part 201):2014 | High-Voltage Switchgear and Controlgear Part 201 ac Solid-Insulation Enclosed Switchgear and Controlgear for Rated Voltages Above 1 kV up to and Including 52 kV ( First Revision ) | ETD | IEC 62271 (Part 103):2011 |  | REFERENCED_UNKNOWN | International
IS/IEC 62271 (Part 201):2014 | High-Voltage Switchgear and Controlgear Part 201 ac Solid-Insulation Enclosed Switchgear and Controlgear for Rated Voltages Above 1 kV up to and Including 52 kV ( First Revision ) | ETD | IEC 62271 (Part 105):2002 |  | REFERENCED_UNKNOWN | International
IS/IEC 62271 (Part 201):2014 | High-Voltage Switchgear and Controlgear Part 201 ac Solid-Insulation Enclosed Switchgear and Controlgear for Rated Voltages Above 1 kV up to and Including 52 kV ( First Revision ) | ETD | IEC 62271 (Part 109):2011 |  | REFERENCED_UNKNOWN | International
IS/IEC 62271 (Part 201):2014 | High-Voltage Switchgear and Controlgear Part 201 ac Solid-Insulation Enclosed Switchgear and Controlgear for Rated Voltages Above 1 kV up to and Including 52 kV ( First Revision ) | ETD | ISO/IEC 51:2005 |  | REFERENCED_UNKNOWN | International
IS 2071 (Part 1):2016 | High - Voltage test techniques: Part 1 general definitions and test requirements (Third Revision) | ETD | IS/IEC 60060 (Part 2):2010 | High - Voltage test techniques: Part 2 measuring systems | REFERENCED_UNKNOWN | Indian
IS 2071 (Part 1):2016 | High - Voltage test techniques: Part 1 general definitions and test requirements (Third Revision) | ETD | IS 15638 (Part 1):2023 | Instruments And Software Used For Measurements In High-Voltage And High-Current Tests Part 1: Requirements For Instruments For Impulse Tests First Revision | COMPONENT_PRODUCT | Indian
IS 2071 (Part 1):2016 | High - Voltage test techniques: Part 1 general definitions and test requirements (Third Revision) | ETD | IS 15638 (Part 2):2018 | Instruments and software used for measurement in high - Voltage and high current tests: Part 2 requirements for software for tests with impulse voltages and currents (First Revision) | COMPONENT_PRODUCT | Indian
IS 2071 (Part 1):2016 | High - Voltage test techniques: Part 1 general definitions and test requirements (Third Revision) | ETD | IS 8704:2018 | Artificial pollution test on highVoltage ceramic and glass insulators to be used on a.c. systems (Second Revision) | REFERENCED_UNKNOWN | Indian
IS 2071 (Part 1):2016 | High - Voltage test techniques: Part 1 general definitions and test requirements (Third Revision) | ETD | IS/IEC 60270:2000 | High - Voltage test techniques - Partial discharge measurements | REFERENCED_UNKNOWN | Indian
IS 2071 (Part 1):2016 | High - Voltage test techniques: Part 1 general definitions and test requirements (Third Revision) | ETD | IEC 62475:2026 | High-current test techniques: Definitions and requirements for test currents and measuring systems | TERMINOLOGY | International
IS 12021:2015 | Control transformers or switchgear and controlgear for voltages not exceeding 1000 v a.c. - Specification (First Revision) | ETD | IS 10580:1983 | Service conditions for electrical equipment | REFERENCED_UNKNOWN | Indian
IS 12021:2015 | Control transformers or switchgear and controlgear for voltages not exceeding 1000 v a.c. - Specification (First Revision) | ETD | IS 1076 (Part 1):1985 | Preferred numbers: Part 1 series of preferred numbers (Second Revision) | REFERENCED_UNKNOWN | Indian
IS 12021:2015 | Control transformers or switchgear and controlgear for voltages not exceeding 1000 v a.c. - Specification (First Revision) | ETD | IS 1885 (Part 38):1993 | Electrotechnical vocabulary: Part 38 power transformers and reactors (Second Revision) | TERMINOLOGY | Indian
IS 12021:2015 | Control transformers or switchgear and controlgear for voltages not exceeding 1000 v a.c. - Specification (First Revision) | ETD | IS 3156 (Part 1):1992 | Voltage transformers: Part 1 General requirements | COMPONENT_PRODUCT | Indian
IS 12021:2015 | Control transformers or switchgear and controlgear for voltages not exceeding 1000 v a.c. - Specification (First Revision) | ETD | IS 9678:1980 | Methods of measuring temperature-rise of electrical equipment | REFERENCED_UNKNOWN | Indian
IS 12021:2015 | Control transformers or switchgear and controlgear for voltages not exceeding 1000 v a.c. - Specification (First Revision) | ETD | IS/IEC 60947 (Part 1):2020 | LOW-VOLTAGE SWITCHGEAR AND CONTROLGEAR PART 1 GENERAL RULES | REFERENCED_UNKNOWN | Indian
IS 1180 (Part 1):2014 | Outdoor Type Oil Immersed Distribution Transformers Upto and Including 2 500 kVA, 33kV - Specification Part 1 Mineral Oil Immersed (Fourth Revision) | ETD | IS 16081:2013 | Insulating liquids - Specifications for unused synthetic organic esters for electrical purposes | TEST_METHOD | Indian
IS 1180 (Part 1):2014 | Outdoor Type Oil Immersed Distribution Transformers Upto and Including 2 500 kVA, 33kV - Specification Part 1 Mineral Oil Immersed (Fourth Revision) | ETD | IS 11149:2024 | Rubber Gaskets - Specification | COMPONENT_PRODUCT | Indian
IS 1180 (Part 1):2014 | Outdoor Type Oil Immersed Distribution Transformers Upto and Including 2 500 kVA, 33kV - Specification Part 1 Mineral Oil Immersed (Fourth Revision) | ETD | IS 12444:1988 | Copper Wire Rods for Electrical Applications — Specification ( First Revision ) | COMPONENT_PRODUCT | Indian
IS 1180 (Part 1):2014 | Outdoor Type Oil Immersed Distribution Transformers Upto and Including 2 500 kVA, 33kV - Specification Part 1 Mineral Oil Immersed (Fourth Revision) | ETD | IS 13730 (Part 0/Sec 3):2012 | Specifications for particular types of winding wires: Part 0 general requirements: Sec 3 enamelled round aluminium wire (First Revision) | COMPONENT_PRODUCT | Indian
IS 1180 (Part 1):2014 | Outdoor Type Oil Immersed Distribution Transformers Upto and Including 2 500 kVA, 33kV - Specification Part 1 Mineral Oil Immersed (Fourth Revision) | ETD | IS 13730 (Part 17):2024 | Specification for particular types of winding wires Part 17 Polyvinyl acetal enamelled rectangular copper wire class 105 (SECOND REVISION) | COMPONENT_PRODUCT | Indian
IS 1180 (Part 1):2014 | Outdoor Type Oil Immersed Distribution Transformers Upto and Including 2 500 kVA, 33kV - Specification Part 1 Mineral Oil Immersed (Fourth Revision) | ETD | IS 13730 (Part 27):2018 | Specifications for Particular Types of Winding Wires Part 27 Paper Tape Covered Rectangular Copper Wire ( First Revision ) | COMPONENT_PRODUCT | Indian
IS 1180 (Part 1):2014 | Outdoor Type Oil Immersed Distribution Transformers Upto and Including 2 500 kVA, 33kV - Specification Part 1 Mineral Oil Immersed (Fourth Revision) | ETD | IS 1576:1992 | Solid pressboard for electrical purposes - Specification (First Revision) | COMPONENT_PRODUCT | Indian
IS 1180 (Part 1):2014 | Outdoor Type Oil Immersed Distribution Transformers Upto and Including 2 500 kVA, 33kV - Specification Part 1 Mineral Oil Immersed (Fourth Revision) | ETD | IS 1608:2005 | Mechanical testing of metals - Tensile Testing | TEST_METHOD | Indian
IS 1180 (Part 1):2014 | Outdoor Type Oil Immersed Distribution Transformers Upto and Including 2 500 kVA, 33kV - Specification Part 1 Mineral Oil Immersed (Fourth Revision) | ETD | IS 1747:2023 | Nitrogen Compressed Gas and Liquid-Specification Second Revision | COMPONENT_PRODUCT | Indian
IS 1180 (Part 1):2014 | Outdoor Type Oil Immersed Distribution Transformers Upto and Including 2 500 kVA, 33kV - Specification Part 1 Mineral Oil Immersed (Fourth Revision) | ETD | IS 1885 (Part 38):1993 | Electrotechnical vocabulary: Part 38 power transformers and reactors (Second Revision) | TERMINOLOGY | Indian
IS 1180 (Part 1):2014 | Outdoor Type Oil Immersed Distribution Transformers Upto and Including 2 500 kVA, 33kV - Specification Part 1 Mineral Oil Immersed (Fourth Revision) | ETD | IS 1897:2008 | Copper strip for electrical purposes - Specification (Third Revision) | COMPONENT_PRODUCT | Indian
IS 1180 (Part 1):2014 | Outdoor Type Oil Immersed Distribution Transformers Upto and Including 2 500 kVA, 33kV - Specification Part 1 Mineral Oil Immersed (Fourth Revision) | ETD | IS 191:2007 | Copper - Specification (Fourth Revision) | COMPONENT_PRODUCT | Indian
IS 1180 (Part 1):2014 | Outdoor Type Oil Immersed Distribution Transformers Upto and Including 2 500 kVA, 33kV - Specification Part 1 Mineral Oil Immersed (Fourth Revision) | ETD | IS 2026 (Part 1):2011 | Power transformers: Part 1 general (Second Revision) | REFERENCED_UNKNOWN | Indian
IS 1180 (Part 1):2014 | Outdoor Type Oil Immersed Distribution Transformers Upto and Including 2 500 kVA, 33kV - Specification Part 1 Mineral Oil Immersed (Fourth Revision) | ETD | IS 2026 (Part 2):2010 | Power transformers: Part 2 temperature - Rise (First Revision) | REFERENCED_UNKNOWN | Indian
IS 1180 (Part 1):2014 | Outdoor Type Oil Immersed Distribution Transformers Upto and Including 2 500 kVA, 33kV - Specification Part 1 Mineral Oil Immersed (Fourth Revision) | ETD | IS 2026 (Part 3):2018 | Power transformers: Part 3 insulation levels, dielectric tests and external clearances in air (Fourth Revision) | REFERENCED_UNKNOWN | Indian
IS 1180 (Part 1):2014 | Outdoor Type Oil Immersed Distribution Transformers Upto and Including 2 500 kVA, 33kV - Specification Part 1 Mineral Oil Immersed (Fourth Revision) | ETD | IS 2026 (Part 5):2011 | Power transformers: Part 5 ability to with stand short circuit (First Revision) | REFERENCED_UNKNOWN | Indian
IS 1180 (Part 1):2014 | Outdoor Type Oil Immersed Distribution Transformers Upto and Including 2 500 kVA, 33kV - Specification Part 1 Mineral Oil Immersed (Fourth Revision) | ETD | IS 2099:1986 | Bushings for alternating voltages above 1 000 Volts | REFERENCED_UNKNOWN | Indian
IS 1180 (Part 1):2014 | Outdoor Type Oil Immersed Distribution Transformers Upto and Including 2 500 kVA, 33kV - Specification Part 1 Mineral Oil Immersed (Fourth Revision) | ETD | IS 3024:2006 | Grain orinted electrical steel sheets and strips | SAFETY_STANDARD | Indian
IS 1180 (Part 1):2014 | Outdoor Type Oil Immersed Distribution Transformers Upto and Including 2 500 kVA, 33kV - Specification Part 1 Mineral Oil Immersed (Fourth Revision) | ETD | IS 3347 (Part 1/Sec 1):1979 | Dimensions for porcelain transformer bushings for use in normal and lightly polluted atmospheres: Part 1 up to and including 1 kV: Sec 1 Porcelain Parts (First Revision) | REFERENCED_UNKNOWN | Indian
IS 1180 (Part 1):2014 | Outdoor Type Oil Immersed Distribution Transformers Upto and Including 2 500 kVA, 33kV - Specification Part 1 Mineral Oil Immersed (Fourth Revision) | ETD | IS 3347 (Part 1/Sec 2):1979 | Dimensions for porcelain transformer bushings for use in normal and lightly polluted atmospheres: Part 1 up to and including 1 kV: Sec 2 metal parts (First Revision) | REFERENCED_UNKNOWN | Indian
IS 1180 (Part 1):2014 | Outdoor Type Oil Immersed Distribution Transformers Upto and Including 2 500 kVA, 33kV - Specification Part 1 Mineral Oil Immersed (Fourth Revision) | ETD | IS 3347 (Part 2/Sec 1):1979 | Dimensions for porcelain transformer bushings for use in normal and lightly polluted atmospheres: Part 2- 3.6 kV bushings: Sec 1 porcelain parts (First Revision) | REFERENCED_UNKNOWN | Indian
IS 1180 (Part 1):2014 | Outdoor Type Oil Immersed Distribution Transformers Upto and Including 2 500 kVA, 33kV - Specification Part 1 Mineral Oil Immersed (Fourth Revision) | ETD | IS 3347 (Part 2/Sec 2):1979 | Dimensions for porcelain transformer bushings for use in normal and lightly polluted atmospheres: Part 2- 3.6 kV bushings: Sec 2 metal parts (First Revision) | REFERENCED_UNKNOWN | Indian
IS 1180 (Part 1):2014 | Outdoor Type Oil Immersed Distribution Transformers Upto and Including 2 500 kVA, 33kV - Specification Part 1 Mineral Oil Immersed (Fourth Revision) | ETD | IS 3347 (Part 3/Sec 1):1988 | Dimensions for porcelain transformer bushings for use in lightly polluted atmospheres: Part 3 -17.5 kV bushings: Sec 1 porcelain parts (Second Revision) | REFERENCED_UNKNOWN | Indian
IS 1180 (Part 1):2014 | Outdoor Type Oil Immersed Distribution Transformers Upto and Including 2 500 kVA, 33kV - Specification Part 1 Mineral Oil Immersed (Fourth Revision) | ETD | IS 3347 (Part 3/Sec 2):1982 | Dimensions for porcelain transformer bushings for use in normal and lightly polluted atmospheres: Part 3- 12 and 17.5 kV bushings: Sec 2 metal parts (First Revision) | REFERENCED_UNKNOWN | Indian
IS 1180 (Part 1):2014 | Outdoor Type Oil Immersed Distribution Transformers Upto and Including 2 500 kVA, 33kV - Specification Part 1 Mineral Oil Immersed (Fourth Revision) | ETD | IS 3347 (Part 4/Sec 1):1988 | Dimensions for porcelain transformer bushings for use in lightly polluted atmospheres: Part 4- 24 kV bushings: Sec 1 porcelain parts (Second Revision) | REFERENCED_UNKNOWN | Indian
IS 1180 (Part 1):2014 | Outdoor Type Oil Immersed Distribution Transformers Upto and Including 2 500 kVA, 33kV - Specification Part 1 Mineral Oil Immersed (Fourth Revision) | ETD | IS 3347 (Part 4/Sec 2):1982 | Dimensions for porcelain transformer bushings for use in normal and lightly polluted atmospheres: Part 4 -24 kV bushings: Sec 2 metal parts (First Revision) | REFERENCED_UNKNOWN | Indian
IS 1180 (Part 1):2014 | Outdoor Type Oil Immersed Distribution Transformers Upto and Including 2 500 kVA, 33kV - Specification Part 1 Mineral Oil Immersed (Fourth Revision) | ETD | IS 3347 (Part 5/Sec 1):1979 | Dimension for porcelain transformer bushings for use in normal and lightly polluted atmospheres: Part 5 - 36 kV bushings: Sec 1 porcelain parts (Second Revision) | REFERENCED_UNKNOWN | Indian
IS 1180 (Part 1):2014 | Outdoor Type Oil Immersed Distribution Transformers Upto and Including 2 500 kVA, 33kV - Specification Part 1 Mineral Oil Immersed (Fourth Revision) | ETD | IS 3347 (Part 5/Sec 2):1979 | Dimensions for porcelain transformer bushings for use in normal and lightly polluted atmospheres: Part 5 -36 kV bushings: Sec 2 metal parts (First Revision) | REFERENCED_UNKNOWN | Indian
IS 1180 (Part 1):2014 | Outdoor Type Oil Immersed Distribution Transformers Upto and Including 2 500 kVA, 33kV - Specification Part 1 Mineral Oil Immersed (Fourth Revision) | ETD | IS 335:1993 | New Insulating Oils | REFERENCED_UNKNOWN | Indian
IS 1180 (Part 1):2014 | Outdoor Type Oil Immersed Distribution Transformers Upto and Including 2 500 kVA, 33kV - Specification Part 1 Mineral Oil Immersed (Fourth Revision) | ETD | IS 3639:1966 | Specification for fittings and accessories for power transformers | COMPONENT_PRODUCT | Indian
IS 1180 (Part 1):2014 | Outdoor Type Oil Immersed Distribution Transformers Upto and Including 2 500 kVA, 33kV - Specification Part 1 Mineral Oil Immersed (Fourth Revision) | ETD | IS 4253 (Part 2):2008 | Cork composition sheets - Specification: Part 2 cork and rubber (Second Revision) | COMPONENT_PRODUCT | Indian
IS 1180 (Part 1):2014 | Outdoor Type Oil Immersed Distribution Transformers Upto and Including 2 500 kVA, 33kV - Specification Part 1 Mineral Oil Immersed (Fourth Revision) | ETD | IS 554:1999 | Pipe threads where pressure - Tight joints are made on the threads - Dimensions, tolerances and designation (Fourth Revision) | REFERENCED_UNKNOWN | Indian
IS 1180 (Part 1):2014 | Outdoor Type Oil Immersed Distribution Transformers Upto and Including 2 500 kVA, 33kV - Specification Part 1 Mineral Oil Immersed (Fourth Revision) | ETD | IS 7404 (Part 1):1991 | Paper covered copper conductors - Specification: Part 1 round conductors (First Revision) | COMPONENT_PRODUCT | Indian
IS 1180 (Part 1):2014 | Outdoor Type Oil Immersed Distribution Transformers Upto and Including 2 500 kVA, 33kV - Specification Part 1 Mineral Oil Immersed (Fourth Revision) | ETD | IS 7421:1988 | Specification for porcelain bushings for alternating voltages upto and including 1 000 V (First Revision) | COMPONENT_PRODUCT | Indian
IS 1180 (Part 1):2014 | Outdoor Type Oil Immersed Distribution Transformers Upto and Including 2 500 kVA, 33kV - Specification Part 1 Mineral Oil Immersed (Fourth Revision) | ETD | IS 8999:2003 | Pipe threads where pressure - Tight joints are made on the threads - Verification by means of limit gauges (First Revision) | REFERENCED_UNKNOWN | Indian
IS 1180 (Part 1):2014 | Outdoor Type Oil Immersed Distribution Transformers Upto and Including 2 500 kVA, 33kV - Specification Part 1 Mineral Oil Immersed (Fourth Revision) | ETD | IS 9335 (Part 1):2024 | Cellulosic Papers for Electrical Purposes —Specification Part 1 Definitions and General Requirements (First Revision) | TERMINOLOGY | Indian
IS 1180 (Part 1):2014 | Outdoor Type Oil Immersed Distribution Transformers Upto and Including 2 500 kVA, 33kV - Specification Part 1 Mineral Oil Immersed (Fourth Revision) | ETD | IS 9335 (Part 2):2024 | Cellulosic Papers for Electrical Purposes Part 2 Methods of Test (Second Revision) | TEST_METHOD | Indian
IS 1180 (Part 1):2014 | Outdoor Type Oil Immersed Distribution Transformers Upto and Including 2 500 kVA, 33kV - Specification Part 1 Mineral Oil Immersed (Fourth Revision) | ETD | IS 9335 (Part 3/Sec 1):1984 | Specification for cellulosic papers for electrical purposes: Part 3 specifications for individual materials: Sec 1 general purpose electrical paper | COMPONENT_PRODUCT | Indian
IS 1180 (Part 1):2014 | Outdoor Type Oil Immersed Distribution Transformers Upto and Including 2 500 kVA, 33kV - Specification Part 1 Mineral Oil Immersed (Fourth Revision) | ETD | IS 9335 (Part 3/Sec 3):1984 | Specification for cellulosic papers for electrical purposes: Part 3 specifications for individual materials: Sec 3 crepe paper | COMPONENT_PRODUCT | Indian
IS 1180 (Part 1):2014 | Outdoor Type Oil Immersed Distribution Transformers Upto and Including 2 500 kVA, 33kV - Specification Part 1 Mineral Oil Immersed (Fourth Revision) | ETD | IS 9335 (Part 3/Sec 5):1985 | Specification for cellulosic papers for electrical purposes: Part 3 specifications for individual materials: Sec 5 special papers | COMPONENT_PRODUCT | Indian
IS 1180 (Part 1):2014 | Outdoor Type Oil Immersed Distribution Transformers Upto and Including 2 500 kVA, 33kV - Specification Part 1 Mineral Oil Immersed (Fourth Revision) | ETD | IS 2026 (Part 8):2009 | Power transformers: Part 8 application guide | REFERENCED_UNKNOWN | Indian
IS 1180 (Part 1):2014 | Outdoor Type Oil Immersed Distribution Transformers Upto and Including 2 500 kVA, 33kV - Specification Part 1 Mineral Oil Immersed (Fourth Revision) | ETD | IS 6162 (Part 1):1971 | Specification for paper - Covered aluminium conductors: Part 1 round conductors | COMPONENT_PRODUCT | Indian
IS 1180 (Part 1):2014 | Outdoor Type Oil Immersed Distribution Transformers Upto and Including 2 500 kVA, 33kV - Specification Part 1 Mineral Oil Immersed (Fourth Revision) | ETD | IS 6162 (Part 2):1971 | Specification for paper covered aluminium conductors: Part 2 rectangular conductors | COMPONENT_PRODUCT | Indian
IS 1180 (Part 1):2014 | Outdoor Type Oil Immersed Distribution Transformers Upto and Including 2 500 kVA, 33kV - Specification Part 1 Mineral Oil Immersed (Fourth Revision) | ETD | IS 2026 (Part 10):2025 | Power transformers: Part 10 determination of sound levels ( First Revision ) | REFERENCED_UNKNOWN | Indian
IS 368:2014 | Electric immersion water heaters - Specification (Fifth Revision) | ETD | IS 302 (Part 1):2024 | Household and Similar Electrical Appliances — Safety Part 1 General Requirements (Seventh Revision) | SAFETY_STANDARD | Indian
IS 368:2014 | Electric immersion water heaters - Specification (Fifth Revision) | ETD | IS 302 (Part 2/Sec 201):2008 | Safety of household and similar electrical appliances: Part 2 particular requirements: Sec 201 electric immersion water heaters (First Revision) | SAFETY_STANDARD | Indian
IS 1652:2013 | Stationary cells and batteries, lead - Acid type with plante positive plates - Specification (Fourth Revision) | ETD | IS 3116:2002 | Sealing compound for lead - Acid bateries (Bitumen Based) - Specification (First Revision) | COMPONENT_PRODUCT | Indian
IS 1652:2013 | Stationary cells and batteries, lead - Acid type with plante positive plates - Specification (Fourth Revision) | ETD | IS 1069:2021 | Quality Tolerances for Water for Storage Batteries - Specification (Third Revision) | COMPONENT_PRODUCT | Indian
IS 1652:2013 | Stationary cells and batteries, lead - Acid type with plante positive plates - Specification (Fourth Revision) | ETD | IS 1146:2026 | Rubber and Plastics Containers for Lead-Acid Storage Batteries — Specification ( Third Revision ) | COMPONENT_PRODUCT | Indian
IS 1652:2013 | Stationary cells and batteries, lead - Acid type with plante positive plates - Specification (Fourth Revision) | ETD | IS 266:2025 | Sulphuric Acid - Specification (Fifth Revision) | COMPONENT_PRODUCT | Indian
IS 1652:2013 | Stationary cells and batteries, lead - Acid type with plante positive plates - Specification (Fourth Revision) | ETD | IS 6071:1986 | Specification for synthetic separators for lead - Acid batteries (First Revision) | COMPONENT_PRODUCT | Indian
IS 1652:2013 | Stationary cells and batteries, lead - Acid type with plante positive plates - Specification (Fourth Revision) | ETD | IS 8320:2000 | General requirements and methods of tests for lead - Acid storage batteries (Second Revision) | TEST_METHOD | Indian
IS 1652:2013 | Stationary cells and batteries, lead - Acid type with plante positive plates - Specification (Fourth Revision) | ETD | IS 1885 (Part 8):1986 | Electrotechnical Vocabulary - Part 8 : Secondary Cells and Batteries | TERMINOLOGY | Indian
IS 418:2004 | Tungsten filament lamps for domestic and similar general lighting purposes (Fourth Revision) | ETD | IS 14897:2021 | Glass Bulb Designation System for Lamps ( First Revision ) | REFERENCED_UNKNOWN | Indian
IS 8783 (Part 2):2026 | Winding wires for submersible motors - Specification: Part 2 materials for dielectric and jacket (Second Revision) | ETD | IS 10810 (Part 11):1984 | Methods of test for cables: Part 11 thermal ageing in air | TEST_METHOD | Indian
IS 8783 (Part 2):2026 | Winding wires for submersible motors - Specification: Part 2 materials for dielectric and jacket (Second Revision) | ETD | IS 10810 (Part 12):1984 | Methods of test for cables: Part 12 shrinkage test | TEST_METHOD | Indian
IS 8783 (Part 2):2026 | Winding wires for submersible motors - Specification: Part 2 materials for dielectric and jacket (Second Revision) | ETD | IS 10810 (Part 14):1984 | Methods of test for cables: Part 14 heat shock test | TEST_METHOD | Indian
IS 8783 (Part 2):2026 | Winding wires for submersible motors - Specification: Part 2 materials for dielectric and jacket (Second Revision) | ETD | IS 10810 (Part 15):1984 | Methods of test for cables: Part 15 hot deformation test | TEST_METHOD | Indian
IS 8783 (Part 2):2026 | Winding wires for submersible motors - Specification: Part 2 materials for dielectric and jacket (Second Revision) | ETD | IS 10810 (Part 30):1984 | Methods of test for cables: Part 30 hot set test | TEST_METHOD | Indian
IS 8783 (Part 2):2026 | Winding wires for submersible motors - Specification: Part 2 materials for dielectric and jacket (Second Revision) | ETD | IS 10810 (Part 33):1984 | Methods of test for cables: Part 33 water absorption test (Gravimetric) | TEST_METHOD | Indian
IS 8783 (Part 2):2026 | Winding wires for submersible motors - Specification: Part 2 materials for dielectric and jacket (Second Revision) | ETD | IS 10810 (Part 43):1984 | Methods of test for cables: Part 43 insulation resistance | TEST_METHOD | Indian
IS 8783 (Part 2):2026 | Winding wires for submersible motors - Specification: Part 2 materials for dielectric and jacket (Second Revision) | ETD | IS 10810 (Part 7):1984 | Methods of test for cables: Part 7 tensile strength and elongation at break of thermoplastic and elastomeric iNsulation and sheath | TEST_METHOD | Indian
IS 8783 (Part 2):2026 | Winding wires for submersible motors - Specification: Part 2 materials for dielectric and jacket (Second Revision) | ETD | IS 1885 (Part 32):2019 | Electrotechnical Vocabulary Part 32 Electric Cables ( Second Revision ) | TERMINOLOGY | Indian
IS 8783 (Part 4/Sec 1):2026 | Winding wires for submersible motors - Specification: Part 4 specification for indmdual wires: Sec 1 HR PVC insulated wires (Second Revision) | ETD | IS 14841 (Part 2/Sec 1):2000 | Packaging of winding wires: Part 2 cylindrical barrelled delivery spools: Sec 1 basic dimensions | REFERENCED_UNKNOWN | Indian
IS 8783 (Part 4/Sec 1):2026 | Winding wires for submersible motors - Specification: Part 4 specification for indmdual wires: Sec 1 HR PVC insulated wires (Second Revision) | ETD | IS 14841 (Part 2/Sec 2):2000 | Packaging of winding wires: Part 2 cylindrical barrelled delivery spools: Sec 2 specification for returnable spools made fromThermoplastic materials | COMPONENT_PRODUCT | Indian
IS 8783 (Part 4/Sec 1):2026 | Winding wires for submersible motors - Specification: Part 4 specification for indmdual wires: Sec 1 HR PVC insulated wires (Second Revision) | ETD | IS 14841 (Part 3/Sec 1):2000 | Packag - Ing of winding wires: Part 3 taper barrelled delivery spools: Sec 1 basic dimensions | REFERENCED_UNKNOWN | Indian
IS 8783 (Part 4/Sec 1):2026 | Winding wires for submersible motors - Specification: Part 4 specification for indmdual wires: Sec 1 HR PVC insulated wires (Second Revision) | ETD | IS 14841 (Part 3/Sec 2):2000 | Packaging of winding wires: Part 3 taper barrelled delivery spools: Sec 2 specification for returnable spools made fromThermoplastic materials | COMPONENT_PRODUCT | Indian
IS 8783 (Part 4/Sec 1):2026 | Winding wires for submersible motors - Specification: Part 4 specification for indmdual wires: Sec 1 HR PVC insulated wires (Second Revision) | ETD | IS 14841 (Part 3/Sec 3):2000 | Packaging of winding wires: Part 3 taper barrelled dellVery spools: Sec 3 specification for non - Returnable spools made from thermoplastic material | COMPONENT_PRODUCT | Indian
IS 8783 (Part 4/Sec 1):2026 | Winding wires for submersible motors - Specification: Part 4 specification for indmdual wires: Sec 1 HR PVC insulated wires (Second Revision) | ETD | IS 14841 (Part 3/Sec 4):2000 | Packaging of winding wires: Part 3 taper barrelled delivery spools: Sec 4 basic dimensions of containers for taper barrelled delivery spools | REFERENCED_UNKNOWN | Indian
IS 8783 (Part 4/Sec 1):2026 | Winding wires for submersible motors - Specification: Part 4 specification for indmdual wires: Sec 1 HR PVC insulated wires (Second Revision) | ETD | IS 14841 (Part 4/Sec 1):2013 | Packaging of winding wires: Part 4 methods of test: Sec 1 delivery spools made from thermoplastic materials (First Revision) | TEST_METHOD | Indian
IS 8783 (Part 4/Sec 1):2026 | Winding wires for submersible motors - Specification: Part 4 specification for indmdual wires: Sec 1 HR PVC insulated wires (Second Revision) | ETD | IS 8783 (Part 1):1995 | Winding wires for submersible motors - Specification: Part 1 conductor data (First Revision) | COMPONENT_PRODUCT | Indian
IS 8783 (Part 4/Sec 1):2026 | Winding wires for submersible motors - Specification: Part 4 specification for indmdual wires: Sec 1 HR PVC insulated wires (Second Revision) | ETD | IS 8783 (Part 2):1995 | Winding wires for submersible motors - Specification: Part 2 materials for dielectric and jacket (First Revision) | COMPONENT_PRODUCT | Indian
IS 8783 (Part 4/Sec 1):2026 | Winding wires for submersible motors - Specification: Part 4 specification for indmdual wires: Sec 1 HR PVC insulated wires (Second Revision) | ETD | IS 8783 (Part 3):1995 | Winding wires for submersible motors - Specification: Part 3 methods of tests (First Revision) | TEST_METHOD | Indian
IS 8783 (Part 4/Sec 1):2026 | Winding wires for submersible motors - Specification: Part 4 specification for indmdual wires: Sec 1 HR PVC insulated wires (Second Revision) | ETD | IS 8783 (Part 4/Sec 2):1995 | Winding wires for submersible motors - specification: Part 4 specification for individual wires: Sec 2 crosslinked polyethylene insulated and polyamide jacketed wires (First Revision) | COMPONENT_PRODUCT | Indian
IS 8783 (Part 4/Sec 2):2026 | Winding wires for submersible motors - specification: Part 4 specification for individual wires: Sec 2 crosslinked polyethylene insulated and polyamide jacketed wires (Second Revision) | ETD | IS 14841 (Part 2/Sec 1):2000 | Packaging of winding wires: Part 2 cylindrical barrelled delivery spools: Sec 1 basic dimensions | REFERENCED_UNKNOWN | Indian
IS 8783 (Part 4/Sec 2):2026 | Winding wires for submersible motors - specification: Part 4 specification for individual wires: Sec 2 crosslinked polyethylene insulated and polyamide jacketed wires (Second Revision) | ETD | IS 14841 (Part 2/Sec 2):2000 | Packaging of winding wires: Part 2 cylindrical barrelled delivery spools: Sec 2 specification for returnable spools made fromThermoplastic materials | COMPONENT_PRODUCT | Indian
IS 8783 (Part 4/Sec 2):2026 | Winding wires for submersible motors - specification: Part 4 specification for individual wires: Sec 2 crosslinked polyethylene insulated and polyamide jacketed wires (Second Revision) | ETD | IS 14841 (Part 3/Sec 1):2000 | Packag - Ing of winding wires: Part 3 taper barrelled delivery spools: Sec 1 basic dimensions | REFERENCED_UNKNOWN | Indian
IS 8783 (Part 4/Sec 2):2026 | Winding wires for submersible motors - specification: Part 4 specification for individual wires: Sec 2 crosslinked polyethylene insulated and polyamide jacketed wires (Second Revision) | ETD | IS 14841 (Part 3/Sec 2):2000 | Packaging of winding wires: Part 3 taper barrelled delivery spools: Sec 2 specification for returnable spools made fromThermoplastic materials | COMPONENT_PRODUCT | Indian
IS 8783 (Part 4/Sec 2):2026 | Winding wires for submersible motors - specification: Part 4 specification for individual wires: Sec 2 crosslinked polyethylene insulated and polyamide jacketed wires (Second Revision) | ETD | IS 8783 (Part 1):1995 | Winding wires for submersible motors - Specification: Part 1 conductor data (First Revision) | COMPONENT_PRODUCT | Indian
IS 8783 (Part 4/Sec 2):2026 | Winding wires for submersible motors - specification: Part 4 specification for individual wires: Sec 2 crosslinked polyethylene insulated and polyamide jacketed wires (Second Revision) | ETD | IS 8783 (Part 2):1995 | Winding wires for submersible motors - Specification: Part 2 materials for dielectric and jacket (First Revision) | COMPONENT_PRODUCT | Indian
IS 8783 (Part 4/Sec 2):2026 | Winding wires for submersible motors - specification: Part 4 specification for individual wires: Sec 2 crosslinked polyethylene insulated and polyamide jacketed wires (Second Revision) | ETD | IS 8783 (Part 3):1995 | Winding wires for submersible motors - Specification: Part 3 methods of tests (First Revision) | TEST_METHOD | Indian
IS 8783 (Part 4/Sec 2):2026 | Winding wires for submersible motors - specification: Part 4 specification for individual wires: Sec 2 crosslinked polyethylene insulated and polyamide jacketed wires (Second Revision) | ETD | IS 8783 (Part 4/Sec 2):1995 | Winding wires for submersible motors - specification: Part 4 specification for individual wires: Sec 2 crosslinked polyethylene insulated and polyamide jacketed wires (First Revision) | COMPONENT_PRODUCT | Indian
IS 8783 (Part 4/Sec 3):2026 | Winding wires for submersible motors - Specification: Part 4 specification for individual wires: Sec 3 polyester and polypropylene insulated winding wires (Second Revision) | ETD | IS 14841 (Part 2/Sec 1):2000 | Packaging of winding wires: Part 2 cylindrical barrelled delivery spools: Sec 1 basic dimensions | REFERENCED_UNKNOWN | Indian
IS 8783 (Part 4/Sec 3):2026 | Winding wires for submersible motors - Specification: Part 4 specification for individual wires: Sec 3 polyester and polypropylene insulated winding wires (Second Revision) | ETD | IS 14841 (Part 2/Sec 2):2000 | Packaging of winding wires: Part 2 cylindrical barrelled delivery spools: Sec 2 specification for returnable spools made fromThermoplastic materials | COMPONENT_PRODUCT | Indian
IS 8783 (Part 4/Sec 3):2026 | Winding wires for submersible motors - Specification: Part 4 specification for individual wires: Sec 3 polyester and polypropylene insulated winding wires (Second Revision) | ETD | IS 14841 (Part 3/Sec 1):2000 | Packag - Ing of winding wires: Part 3 taper barrelled delivery spools: Sec 1 basic dimensions | REFERENCED_UNKNOWN | Indian
IS 8783 (Part 4/Sec 3):2026 | Winding wires for submersible motors - Specification: Part 4 specification for individual wires: Sec 3 polyester and polypropylene insulated winding wires (Second Revision) | ETD | IS 14841 (Part 3/Sec 2):2000 | Packaging of winding wires: Part 3 taper barrelled delivery spools: Sec 2 specification for returnable spools made fromThermoplastic materials | COMPONENT_PRODUCT | Indian
IS 8783 (Part 4/Sec 3):2026 | Winding wires for submersible motors - Specification: Part 4 specification for individual wires: Sec 3 polyester and polypropylene insulated winding wires (Second Revision) | ETD | IS 14841 (Part 3/Sec 3):2000 | Packaging of winding wires: Part 3 taper barrelled dellVery spools: Sec 3 specification for non - Returnable spools made from thermoplastic material | COMPONENT_PRODUCT | Indian
IS 8783 (Part 4/Sec 3):2026 | Winding wires for submersible motors - Specification: Part 4 specification for individual wires: Sec 3 polyester and polypropylene insulated winding wires (Second Revision) | ETD | IS 14841 (Part 4/Sec 1):2013 | Packaging of winding wires: Part 4 methods of test: Sec 1 delivery spools made from thermoplastic materials (First Revision) | TEST_METHOD | Indian
IS 8783 (Part 4/Sec 3):2026 | Winding wires for submersible motors - Specification: Part 4 specification for individual wires: Sec 3 polyester and polypropylene insulated winding wires (Second Revision) | ETD | IS 8783 (Part 1):1995 | Winding wires for submersible motors - Specification: Part 1 conductor data (First Revision) | COMPONENT_PRODUCT | Indian
IS 8783 (Part 4/Sec 3):2026 | Winding wires for submersible motors - Specification: Part 4 specification for individual wires: Sec 3 polyester and polypropylene insulated winding wires (Second Revision) | ETD | IS 8783 (Part 2):1995 | Winding wires for submersible motors - Specification: Part 2 materials for dielectric and jacket (First Revision) | COMPONENT_PRODUCT | Indian
IS 8783 (Part 4/Sec 3):2026 | Winding wires for submersible motors - Specification: Part 4 specification for individual wires: Sec 3 polyester and polypropylene insulated winding wires (Second Revision) | ETD | IS 8783 (Part 3):1995 | Winding wires for submersible motors - Specification: Part 3 methods of tests (First Revision) | TEST_METHOD | Indian
IS 8783 (Part 4/Sec 3):2026 | Winding wires for submersible motors - Specification: Part 4 specification for individual wires: Sec 3 polyester and polypropylene insulated winding wires (Second Revision) | ETD | IS 8783 (Part 4/Sec 2):1995 | Winding wires for submersible motors - specification: Part 4 specification for individual wires: Sec 2 crosslinked polyethylene insulated and polyamide jacketed wires (First Revision) | COMPONENT_PRODUCT | Indian
IS 4289 (Part 1):2026 | Flexible Cables for Lifts and other Flexible Connections- Specification Part 1 Elastomer Insulated Cables | ETD | IS 10810 (Part 1):1984 | Methods of test for cables: Part 1 annealing test for wires used as conductors | TEST_METHOD | Indian
IS 4289 (Part 1):2026 | Flexible Cables for Lifts and other Flexible Connections- Specification Part 1 Elastomer Insulated Cables | ETD | IS 10810 (Part 11):1984 | Methods of test for cables: Part 11 thermal ageing in air | TEST_METHOD | Indian
IS 4289 (Part 1):2026 | Flexible Cables for Lifts and other Flexible Connections- Specification Part 1 Elastomer Insulated Cables | ETD | IS 10810 (Part 16):1986 | Methods of test for cables: Part 16 accelerated ageing test by oxygen pressure method | TEST_METHOD | Indian
IS 4289 (Part 1):2026 | Flexible Cables for Lifts and other Flexible Connections- Specification Part 1 Elastomer Insulated Cables | ETD | IS 10810 (Part 17):1986 | Methods of test for cables: Part 17 tear resistance test for heavy duty sheath | TEST_METHOD | Indian
IS 4289 (Part 1):2026 | Flexible Cables for Lifts and other Flexible Connections- Specification Part 1 Elastomer Insulated Cables | ETD | IS 10810 (Part 31):1984 | Methods of test for cables: Part 31 oil resistance test | TEST_METHOD | Indian
IS 4289 (Part 1):2026 | Flexible Cables for Lifts and other Flexible Connections- Specification Part 1 Elastomer Insulated Cables | ETD | IS 10810 (Part 34):1984 | Methods of test for cables: Part 34 measurement of thickness of metallic sheath | TEST_METHOD | Indian
IS 4289 (Part 1):2026 | Flexible Cables for Lifts and other Flexible Connections- Specification Part 1 Elastomer Insulated Cables | ETD | IS 10810 (Part 4):1984 | Methods of test for cables: Part 4 persulphate test of conductor | TEST_METHOD | Indian
IS 4289 (Part 1):2026 | Flexible Cables for Lifts and other Flexible Connections- Specification Part 1 Elastomer Insulated Cables | ETD | IS 10810 (Part 43):1984 | Methods of test for cables: Part 43 insulation resistance | TEST_METHOD | Indian
IS 4289 (Part 1):2026 | Flexible Cables for Lifts and other Flexible Connections- Specification Part 1 Elastomer Insulated Cables | ETD | IS 10810 (Part 45):1984 | Methods of test for cables:Part 45 high voltage test | TEST_METHOD | Indian
IS 4289 (Part 1):2026 | Flexible Cables for Lifts and other Flexible Connections- Specification Part 1 Elastomer Insulated Cables | ETD | IS 10810 (Part 5):1984 | Methods of test for cables: Part 5 conductor resistance test | TEST_METHOD | Indian
IS 4289 (Part 1):2026 | Flexible Cables for Lifts and other Flexible Connections- Specification Part 1 Elastomer Insulated Cables | ETD | IS 10810 (Part 53):1984 | Methods of test for cables: Part 53 flammability test | TEST_METHOD | Indian
IS 4289 (Part 1):2026 | Flexible Cables for Lifts and other Flexible Connections- Specification Part 1 Elastomer Insulated Cables | ETD | IS 10810 (Part 54):1984 | Methods of test for cables: Part 54 static flexibility test | TEST_METHOD | Indian
IS 4289 (Part 1):2026 | Flexible Cables for Lifts and other Flexible Connections- Specification Part 1 Elastomer Insulated Cables | ETD | IS 10810 (Part 7):1984 | Methods of test for cables: Part 7 tensile strength and elongation at break of thermoplastic and elastomeric iNsulation and sheath | TEST_METHOD | Indian
IS 4289 (Part 1):2026 | Flexible Cables for Lifts and other Flexible Connections- Specification Part 1 Elastomer Insulated Cables | ETD | IS 1885 (Part 32):2019 | Electrotechnical Vocabulary Part 32 Electric Cables ( Second Revision ) | TERMINOLOGY | Indian
IS 4289 (Part 1):2026 | Flexible Cables for Lifts and other Flexible Connections- Specification Part 1 Elastomer Insulated Cables | ETD | IS 8130:2013 | Conductors for insulated electric cables and flexible cords - Specification (Second Revision) | COMPONENT_PRODUCT | Indian
IS 4289 (Part 1):2026 | Flexible Cables for Lifts and other Flexible Connections- Specification Part 1 Elastomer Insulated Cables | ETD | IS 10418:2024 | Drums for Electric Cables - Specification (First Revision) | COMPONENT_PRODUCT | Indian
IS 4289 (Part 1):2026 | Flexible Cables for Lifts and other Flexible Connections- Specification Part 1 Elastomer Insulated Cables | ETD | IS 6380:2024 | Elastomeric Insulation and Sheath of Electric Cables - Specification (Second Revision) | COMPONENT_PRODUCT | Indian
IS 9708:2026 | Overhead lines Requirements and tests for aeolian vibration dampers | ETD | IEC 60050 (Part-466):1990 | International Electrotechnical Vocabulary (IEV) – Chapter 466: Overhead lines | TERMINOLOGY | International
IS 9708:2026 | Overhead lines Requirements and tests for aeolian vibration dampers | ETD | IEC 60888:1987 | Zinc-coated steel wires for stranded conductors | REFERENCED_UNKNOWN | International
IS 9708:2026 | Overhead lines Requirements and tests for aeolian vibration dampers | ETD | IEC 61284:1997 | Overhead lines – Requirements and tests for fittings | COMPONENT_PRODUCT | International
IS 9708:2026 | Overhead lines Requirements and tests for aeolian vibration dampers | ETD | IEC 61854:1997 | Overhead lines – Requirements and tests for spacers | COMPONENT_PRODUCT | International
IS 9708:2026 | Overhead lines Requirements and tests for aeolian vibration dampers | ETD | IEC 62567:2013 | Overhead lines – Methods for testing self-damping characteristics of Conductors | REFERENCED_UNKNOWN | International
IS 9708:2026 | Overhead lines Requirements and tests for aeolian vibration dampers | ETD | ISO 1461:2009 | Hot dip galvanized coatings on fabricated ferrous products iron and steel articles – Specifications and test methods 1) | TEST_METHOD | International
IS 9708:2026 | Overhead lines Requirements and tests for aeolian vibration dampers | ETD | IEC 61897:2020 | Overhead lines — Requirements and tests for aeolian vibration dampers | COMPONENT_PRODUCT | International
IS 9708:2026 | Overhead lines Requirements and tests for aeolian vibration dampers | ETD | IS 2500 (Part 1):2000 | Sampling procedures for inspection by attributes: Part 1 sampling schemes indexed by acceptance quality limit (AQL) for lot - By - Lot inspection (Third Revision) | REFERENCED_UNKNOWN | Indian
IS 9708:2026 | Overhead lines Requirements and tests for aeolian vibration dampers | ETD | IS 2500 (Part 3):1995 | Sampling inspection procedures: Part 3 attribute sampling plans indexed by limiting quality (LQ) for isolated lot inspection iso title sampling procedures for inspection by attributes: Part 2 sampling pians indexed by limiting quality (LQ) for isolated lot inspection | REFERENCED_UNKNOWN | Indian
IS 9708:2026 | Overhead lines Requirements and tests for aeolian vibration dampers | ETD | IS/ISO 9001:2015 | Quality management systems - Requirements (Fourth Revision) | COMPONENT_PRODUCT | Indian
IS 9708:2026 | Overhead lines Requirements and tests for aeolian vibration dampers | ETD | IS 3951 (Part 2):2023 | HOLLOW CLAY TILES FOR FLOORS AND ROOFS SPECIFICATION PART 2 STRUCTURAL TYPE | COMPONENT_PRODUCT | Indian
IS 9708:2026 | Overhead lines Requirements and tests for aeolian vibration dampers | ETD | IS/ISO 3951 (Part 1):2022 | Sampling procedures for inspection by variables Part 1: Specification for single sampling plans indexed by acceptance quality limit AQL for lot-by-lot inspection for a single quality characteristic and a single AQL First Revision | COMPONENT_PRODUCT | Indian
IS/IEC 60691:2023 | Thermal-Links - Requirements and Application Guide (Second Revision) | ETD | IS 8504 (Part 6):2012 | Electrical insulating materials - Thermal endurance properties: Part 6 determination of relative thermal endurance index (RTE) of an insulating material | REFERENCED_UNKNOWN | Indian
IS/IEC 60691:2023 | Thermal-Links - Requirements and Application Guide (Second Revision) | ETD | IS 15382 (Part 1):2022 | Insulation Coordination for Equipment Within Low-Voltage Systems Part 1 Principles Requirements and Tests | COMPONENT_PRODUCT | Indian
IS/IEC 60691:2023 | Thermal-Links - Requirements and Application Guide (Second Revision) | ETD | IS 2824:2007 | Method for the determination of the proof and the comparative tracking indices of solid insulating materials (Second Revision) | REFERENCED_UNKNOWN | Indian
IS/IEC 60691:2023 | Thermal-Links - Requirements and Application Guide (Second Revision) | ETD | IS 616:2017 | Audio, video and similar electronic apparatus - Safety requirements (Fifth Revision) | SAFETY_STANDARD | Indian
IS/IEC 60691:2023 | Thermal-Links - Requirements and Application Guide (Second Revision) | ETD | IS/IEC 60730 (Part 1):1999 | Automatic electrical controls for household and similar use : part 1 General Requirements | COMPONENT_PRODUCT | Indian
IS/IEC 60691:2023 | Thermal-Links - Requirements and Application Guide (Second Revision) | ETD | IS/IEC 60127 (Part 2):2014 | Miniature fuses Part 2 Cartridge fuse-links (Second Revision) | REFERENCED_UNKNOWN | Indian
IS/IEC 60691:2023 | Thermal-Links - Requirements and Application Guide (Second Revision) | ETD | IS/IEC 60695 (Part 10/Sec 2):2014 | Fire hazard testing: Part 10 Abnormal heat: Sec 2 ball pressure test method | TEST_METHOD | Indian
IS/IEC 60691:2023 | Thermal-Links - Requirements and Application Guide (Second Revision) | ETD | IS/IEC 60695 (Part 11/Sec 10):2013 | Fire hazard testing: Part 11 test flames :: Sec 10 50 w horizontal and vertical flame test methods | TEST_METHOD | Indian
IS/IEC 60691:2023 | Thermal-Links - Requirements and Application Guide (Second Revision) | ETD | IS/IEC 60695 (Part 2/Sec 12):2021 | Fire Hazard Testing Part 2: Glowinghot-wire based test methods Section 12: Glow-wire flammability index GWFI Test method for materials | TEST_METHOD | Indian
IS/IEC 60691:2023 | Thermal-Links - Requirements and Application Guide (Second Revision) | ETD | IS/IEC 60695 (Part 2/Sec 13):2021 | Fire Hazard Testing Part 2 GlowingHot wire based test methods Section 13 Glow-wire ignition temperature GWIT test method for materials | TEST_METHOD | Indian
IS/IEC 60691:2023 | Thermal-Links - Requirements and Application Guide (Second Revision) | ETD | IEC 61210:2010 | Connecting devices — Flat quick-connect terminations for electrical copper conductors — Safety requirements | SAFETY_STANDARD | International
IS/IEC 60269 (Part 7):2021 | Low Voltage Fuses Part 7 Fuse-Links for the Protection of Batteries and Battery Systems - Supplementary Requirements | ETD | IS/ISO/IEC 17025:2017 | General requirements for the competence of testing and calibration laboratories (Second Revision) | COMPONENT_PRODUCT | Indian
IS/IEC 60269 (Part 7):2021 | Low Voltage Fuses Part 7 Fuse-Links for the Protection of Batteries and Battery Systems - Supplementary Requirements | ETD | IS/IEC 60269 (Part 1):2014 | Low-Voltage Fuses Part 1 General Requirements | COMPONENT_PRODUCT | Indian
IS/IEC 60269 (Part 7):2021 | Low Voltage Fuses Part 7 Fuse-Links for the Protection of Batteries and Battery Systems - Supplementary Requirements | ETD | IECEE OD- 5014:2016 | IEC system of conformity assessment schemes for electrotechnical equipment and components (IECEE System), committee of testing laboratories (CTL), instrument accuracy limit | REFERENCED_UNKNOWN | International
IS/IEC 62271 (Part 207):2023 | High-voltage switchgear and controlgear Part 207: Seismic qualification for gas-insulated switchgear assemblies metal enclosed and solid-insulation enclosed switchgear for rated voltages above 1 kV Second Revision | ETD | IS/ISO 2041:2018 | Mechanical Vibration, Shock and Condition Monitoring — Vocabulary ( First Revision ) | TERMINOLOGY | Indian
IS/IEC 62271 (Part 207):2023 | High-voltage switchgear and controlgear Part 207: Seismic qualification for gas-insulated switchgear assemblies metal enclosed and solid-insulation enclosed switchgear for rated voltages above 1 kV Second Revision | ETD | IS/IEC 62271 (Part 201):2014 | High-Voltage Switchgear and Controlgear Part 201 ac Solid-Insulation Enclosed Switchgear and Controlgear for Rated Voltages Above 1 kV up to and Including 52 kV ( First Revision ) | REFERENCED_UNKNOWN | Indian
IS/IEC 62271 (Part 207):2023 | High-voltage switchgear and controlgear Part 207: Seismic qualification for gas-insulated switchgear assemblies metal enclosed and solid-insulation enclosed switchgear for rated voltages above 1 kV Second Revision | ETD | IS 15086 (Part 4):2017 | Surge arresters: Part 4 metal - Oxide surge arresters without gaps for A.C. systems | REFERENCED_UNKNOWN | Indian
IS/IEC 62271 (Part 207):2023 | High-voltage switchgear and controlgear Part 207: Seismic qualification for gas-insulated switchgear assemblies metal enclosed and solid-insulation enclosed switchgear for rated voltages above 1 kV Second Revision | ETD | IEC 60068 (Part 2/Sec 47) |  | REFERENCED_UNKNOWN | International
IS/IEC 62271 (Part 207):2023 | High-voltage switchgear and controlgear Part 207: Seismic qualification for gas-insulated switchgear assemblies metal enclosed and solid-insulation enclosed switchgear for rated voltages above 1 kV Second Revision | ETD | IEC 60068 (Part 2/Sec 57):2013 |  | REFERENCED_UNKNOWN | International
IS/IEC 62271 (Part 207):2023 | High-voltage switchgear and controlgear Part 207: Seismic qualification for gas-insulated switchgear assemblies metal enclosed and solid-insulation enclosed switchgear for rated voltages above 1 kV Second Revision | ETD | IEC 60068 (Part 3/Sec 3):2019 |  | REFERENCED_UNKNOWN | International
IS 7098 (Part 1):2025 | Crosslinked Polyethylene Insulated Thermoplastic Sheathed Cables - Specification Part 1 For Working Voltages up to and Including 1 100 Volts (Second Revision) | ETD | IS 10418:2024 | Drums for Electric Cables - Specification (First Revision) | COMPONENT_PRODUCT | Indian
IS 7098 (Part 1):2025 | Crosslinked Polyethylene Insulated Thermoplastic Sheathed Cables - Specification Part 1 For Working Voltages up to and Including 1 100 Volts (Second Revision) | ETD | IS 10462 (Part 1):1983 | Fictitious calculation method for determination of dimensions of protective coverings of cables: Part 1: elastomeric and thermoplastic insulated cables | REFERENCED_UNKNOWN | Indian
IS 7098 (Part 1):2025 | Crosslinked Polyethylene Insulated Thermoplastic Sheathed Cables - Specification Part 1 For Working Voltages up to and Including 1 100 Volts (Second Revision) | ETD | IS 10810 (Part 1):1984 | Methods of test for cables: Part 1 annealing test for wires used as conductors | TEST_METHOD | Indian
IS 7098 (Part 1):2025 | Crosslinked Polyethylene Insulated Thermoplastic Sheathed Cables - Specification Part 1 For Working Voltages up to and Including 1 100 Volts (Second Revision) | ETD | IS 10810 (Part 10):1984 | Methods of test for cables: Part 10 loss of mass test | TEST_METHOD | Indian
IS 7098 (Part 1):2025 | Crosslinked Polyethylene Insulated Thermoplastic Sheathed Cables - Specification Part 1 For Working Voltages up to and Including 1 100 Volts (Second Revision) | ETD | IS 10810 (Part 11):1984 | Methods of test for cables: Part 11 thermal ageing in air | TEST_METHOD | Indian
IS 7098 (Part 1):2025 | Crosslinked Polyethylene Insulated Thermoplastic Sheathed Cables - Specification Part 1 For Working Voltages up to and Including 1 100 Volts (Second Revision) | ETD | IS 10810 (Part 12):1984 | Methods of test for cables: Part 12 shrinkage test | TEST_METHOD | Indian
IS 7098 (Part 1):2025 | Crosslinked Polyethylene Insulated Thermoplastic Sheathed Cables - Specification Part 1 For Working Voltages up to and Including 1 100 Volts (Second Revision) | ETD | IS 10810 (Part 14):1984 | Methods of test for cables: Part 14 heat shock test | TEST_METHOD | Indian
IS 7098 (Part 1):2025 | Crosslinked Polyethylene Insulated Thermoplastic Sheathed Cables - Specification Part 1 For Working Voltages up to and Including 1 100 Volts (Second Revision) | ETD | IS 10810 (Part 15):1984 | Methods of test for cables: Part 15 hot deformation test | TEST_METHOD | Indian
IS 7098 (Part 1):2025 | Crosslinked Polyethylene Insulated Thermoplastic Sheathed Cables - Specification Part 1 For Working Voltages up to and Including 1 100 Volts (Second Revision) | ETD | IS 10810 (Part 2):1984 | Methods of test for cables: Part 2 tensile test for aluminium wires | TEST_METHOD | Indian
IS 7098 (Part 1):2025 | Crosslinked Polyethylene Insulated Thermoplastic Sheathed Cables - Specification Part 1 For Working Voltages up to and Including 1 100 Volts (Second Revision) | ETD | IS 10810 (Part 21):1984 | Methods of test for cables: Part 21 cold impact test | TEST_METHOD | Indian
IS 7098 (Part 1):2025 | Crosslinked Polyethylene Insulated Thermoplastic Sheathed Cables - Specification Part 1 For Working Voltages up to and Including 1 100 Volts (Second Revision) | ETD | IS 10810 (Part 3):1984 | Methods of test for cables: Part 3 wrapping test for aluminium wires | TEST_METHOD | Indian
IS 7098 (Part 1):2025 | Crosslinked Polyethylene Insulated Thermoplastic Sheathed Cables - Specification Part 1 For Working Voltages up to and Including 1 100 Volts (Second Revision) | ETD | IS 10810 (Part 32):1984 | Methods of test for cables: Part 32 carbon content test for polyethylene | TEST_METHOD | Indian
IS 7098 (Part 1):2025 | Crosslinked Polyethylene Insulated Thermoplastic Sheathed Cables - Specification Part 1 For Working Voltages up to and Including 1 100 Volts (Second Revision) | ETD | IS 10810 (Part 36):1984 | Methods of test for cables: Part 36 dimensions of armouring material | TEST_METHOD | Indian
IS 7098 (Part 1):2025 | Crosslinked Polyethylene Insulated Thermoplastic Sheathed Cables - Specification Part 1 For Working Voltages up to and Including 1 100 Volts (Second Revision) | ETD | IS 10810 (Part 37):1984 | Methods of test for cables: Part 37 tensile strength and elongation at break of armouring materials | TEST_METHOD | Indian
IS 7098 (Part 1):2025 | Crosslinked Polyethylene Insulated Thermoplastic Sheathed Cables - Specification Part 1 For Working Voltages up to and Including 1 100 Volts (Second Revision) | ETD | IS 10810 (Part 45):1984 | Methods of test for cables:Part 45 high voltage test | TEST_METHOD | Indian
IS 7098 (Part 1):2025 | Crosslinked Polyethylene Insulated Thermoplastic Sheathed Cables - Specification Part 1 For Working Voltages up to and Including 1 100 Volts (Second Revision) | ETD | IS 10810 (Part 5):1984 | Methods of test for cables: Part 5 conductor resistance test | TEST_METHOD | Indian
IS 7098 (Part 1):2025 | Crosslinked Polyethylene Insulated Thermoplastic Sheathed Cables - Specification Part 1 For Working Voltages up to and Including 1 100 Volts (Second Revision) | ETD | IS 10810 (Part 53):1984 | Methods of test for cables: Part 53 flammability test | TEST_METHOD | Indian
IS 7098 (Part 1):2025 | Crosslinked Polyethylene Insulated Thermoplastic Sheathed Cables - Specification Part 1 For Working Voltages up to and Including 1 100 Volts (Second Revision) | ETD | IS 10810 (Part 58):1998 | Method of tests for cables:Part 58 oxygen index test | TEST_METHOD | Indian
IS 7098 (Part 1):2025 | Crosslinked Polyethylene Insulated Thermoplastic Sheathed Cables - Specification Part 1 For Working Voltages up to and Including 1 100 Volts (Second Revision) | ETD | IS 10810 (Part 59):1988 | Methods of test for cables Part 59 determination of the amount of halogen acid gas evolved during combustion of polymeric materials taken from cables | TEST_METHOD | Indian
IS 7098 (Part 1):2025 | Crosslinked Polyethylene Insulated Thermoplastic Sheathed Cables - Specification Part 1 For Working Voltages up to and Including 1 100 Volts (Second Revision) | ETD | IS 10810 (Part 60):1988 | Methods of test for cables: Part 60 thermal stability of PVC insulation and sheath | TEST_METHOD | Indian
IS 7098 (Part 1):2025 | Crosslinked Polyethylene Insulated Thermoplastic Sheathed Cables - Specification Part 1 For Working Voltages up to and Including 1 100 Volts (Second Revision) | ETD | IS 10810 (Part 62):1993 | Method of tests for cables: Part 62 flame retardance test for bunched cables | TEST_METHOD | Indian
IS 7098 (Part 1):2025 | Crosslinked Polyethylene Insulated Thermoplastic Sheathed Cables - Specification Part 1 For Working Voltages up to and Including 1 100 Volts (Second Revision) | ETD | IS 10810 (Part 63):1993 | Method of tests for cables: Part 63 measurement of smoke density of electric cables under fire conditions | TEST_METHOD | Indian
IS 7098 (Part 1):2025 | Crosslinked Polyethylene Insulated Thermoplastic Sheathed Cables - Specification Part 1 For Working Voltages up to and Including 1 100 Volts (Second Revision) | ETD | IS 10810 (Part 64):2003 | Methods of test for cables: Part 64 measurement of temperature index | TEST_METHOD | Indian
IS 7098 (Part 1):2025 | Crosslinked Polyethylene Insulated Thermoplastic Sheathed Cables - Specification Part 1 For Working Voltages up to and Including 1 100 Volts (Second Revision) | ETD | IS 10810 (Part 7):1984 | Methods of test for cables: Part 7 tensile strength and elongation at break of thermoplastic and elastomeric iNsulation and sheath | TEST_METHOD | Indian
IS 7098 (Part 1):2025 | Crosslinked Polyethylene Insulated Thermoplastic Sheathed Cables - Specification Part 1 For Working Voltages up to and Including 1 100 Volts (Second Revision) | ETD | IS 13360 (Part 6/Sec 9):2025 | Plastics - Methods of Testing Part 6 Thermal Properties Section 9 Determination of Density of Smoke from the Burning or Decomposition of Plastics (First Revision) | TEST_METHOD | Indian
IS 7098 (Part 1):2025 | Crosslinked Polyethylene Insulated Thermoplastic Sheathed Cables - Specification Part 1 For Working Voltages up to and Including 1 100 Volts (Second Revision) | ETD | IS 1885 (Part 32):2019 | Electrotechnical Vocabulary Part 32 Electric Cables ( Second Revision ) | TERMINOLOGY | Indian
IS 7098 (Part 1):2025 | Crosslinked Polyethylene Insulated Thermoplastic Sheathed Cables - Specification Part 1 For Working Voltages up to and Including 1 100 Volts (Second Revision) | ETD | IS 3975:1999 | Low carbon galvanized steel wires, formed wires and tapes for armouring of cables - Specification (Third Revision) | COMPONENT_PRODUCT | Indian
IS 7098 (Part 1):2025 | Crosslinked Polyethylene Insulated Thermoplastic Sheathed Cables - Specification Part 1 For Working Voltages up to and Including 1 100 Volts (Second Revision) | ETD | IS 4826:2023 | Hot-Dip Galvanized Coatings on Round Steel Wires - Requirements | COMPONENT_PRODUCT | Indian
IS 7098 (Part 1):2025 | Crosslinked Polyethylene Insulated Thermoplastic Sheathed Cables - Specification Part 1 For Working Voltages up to and Including 1 100 Volts (Second Revision) | ETD | IS 4905:2015 | Random sampling and randomization procedures (First Revision) | REFERENCED_UNKNOWN | Indian
IS 7098 (Part 1):2025 | Crosslinked Polyethylene Insulated Thermoplastic Sheathed Cables - Specification Part 1 For Working Voltages up to and Including 1 100 Volts (Second Revision) | ETD | IS 5831:1984 | Specification for PVC insulation and sheath of electric cables (First Revision) | COMPONENT_PRODUCT | Indian
IS 7098 (Part 1):2025 | Crosslinked Polyethylene Insulated Thermoplastic Sheathed Cables - Specification Part 1 For Working Voltages up to and Including 1 100 Volts (Second Revision) | ETD | IS 8130:2013 | Conductors for insulated electric cables and flexible cords - Specification (Second Revision) | COMPONENT_PRODUCT | Indian
IS 7098 (Part 1):2025 | Crosslinked Polyethylene Insulated Thermoplastic Sheathed Cables - Specification Part 1 For Working Voltages up to and Including 1 100 Volts (Second Revision) | ETD | IS 3961 (Part 6):2016 | Recommended Current Ratings for Cables Part 6 Crosslinked Polyethylene Insulated PVC Sheathed Cables | REFERENCED_UNKNOWN | Indian
IS 7098 (Part 1):2025 | Crosslinked Polyethylene Insulated Thermoplastic Sheathed Cables - Specification Part 1 For Working Voltages up to and Including 1 100 Volts (Second Revision) | ETD | IS 16269:2018 | Recommended Short Circuit Ratings of Electric Cables with Rated Voltage from 1.1 kV to 220 kV - Specification | COMPONENT_PRODUCT | Indian
IS 7098 (Part 1):2025 | Crosslinked Polyethylene Insulated Thermoplastic Sheathed Cables - Specification Part 1 For Working Voltages up to and Including 1 100 Volts (Second Revision) | ETD | IS 17505 (Part 1):2021 | Specification for Thermosetting Insulated Fire Survival Cables for Fixed Installation having Low Emission of Smoke and Corrosive Gases when Affected by Fire for Working Voltages upto and including 1 100 V a.c. and 1 500 V d.c. | INSTALLATION_CODE | Indian
IS 7098 (Part 1):2025 | Crosslinked Polyethylene Insulated Thermoplastic Sheathed Cables - Specification Part 1 For Working Voltages up to and Including 1 100 Volts (Second Revision) | ETD | IEC 60502 (Part-1):2021 | Power cables with extruded insulation and their accessories for rated voltages from 1 kV (Um = 1,2 kV) up to 30 kV (Um = 36 kV) - Part 1: Cables for rated voltages of 1 kV (Um = 1,2 kV) and 3 kV (Um = | REFERENCED_UNKNOWN | International
IS 4250:2025 | Electric Food-Mixers (Liquidizers and Grinders) and Centrifugal Juicers - Specification ( Second Revision ) | ETD | IS 302 (Part 1):2024 | Household and Similar Electrical Appliances — Safety Part 1 General Requirements (Seventh Revision) | SAFETY_STANDARD | Indian
IS 4250:2025 | Electric Food-Mixers (Liquidizers and Grinders) and Centrifugal Juicers - Specification ( Second Revision ) | ETD | IS 302 (Part 2/Sec 14):2009 | Safety of household and similar electrical appliances: Part 2 particular requirements: Sec 14 electric kitchen machines (First Revision) | SAFETY_STANDARD | Indian
IS 4250:2025 | Electric Food-Mixers (Liquidizers and Grinders) and Centrifugal Juicers - Specification ( Second Revision ) | ETD | IS 460 (Part 1):2020 | Test Sieves — Specification Part 1 Wire Cloth Test Sieves ( Fourth Revision ) | COMPONENT_PRODUCT | Indian
IS 4250:2025 | Electric Food-Mixers (Liquidizers and Grinders) and Centrifugal Juicers - Specification ( Second Revision ) | ETD | IS 18069 (Part 1):2023 | Neutron reference radiations fields : Part 1 Characteristics and methods of production | REFERENCED_UNKNOWN | Indian
IS 4250:2025 | Electric Food-Mixers (Liquidizers and Grinders) and Centrifugal Juicers - Specification ( Second Revision ) | ETD | IEC 60335 (Part 14) |  | REFERENCED_UNKNOWN | International
IS/IEC 60947 (Part 7/Sec 2):2009 | Low-voltage switchgear and controlgear Part 7 Ancillary equipment Section 2 Protective conductor terminal blocks for copper Conductors | ETD | IS/IEC 60715:2017 | Dimensions of low - Voltage switchgear and controlgear - Standardized mounting on rails for mechanical support of switchgear, controlgear and accessories (First Revision) | REFERENCED_UNKNOWN | Indian
IS/IEC 60947 (Part 7/Sec 2):2009 | Low-voltage switchgear and controlgear Part 7 Ancillary equipment Section 2 Protective conductor terminal blocks for copper Conductors | ETD | IS 18995 (Part 4):2025 | Dental Rotary Instruments - Cutters Part 4 Miniature Carbide Laboratory Cutters | REFERENCED_UNKNOWN | Indian
IS/IEC 60079 (Part 11):2023 | Explosive Atmospheres Part 11 Equipment Protection by Intrinsic Safety “i” (Second Revision) | ETD | IS 1271:2012 | Electrical insulation - Thermal evaluation and designation (Second Revision) | REFERENCED_UNKNOWN | Indian
IS/IEC 60079 (Part 11):2023 | Explosive Atmospheres Part 11 Equipment Protection by Intrinsic Safety “i” (Second Revision) | ETD | IS 13778 (Part 5):2012 | Winding wires - Test methods: Part 5 electrical properties (First Revision) | TEST_METHOD | Indian
IS/IEC 60079 (Part 11):2023 | Explosive Atmospheres Part 11 Equipment Protection by Intrinsic Safety “i” (Second Revision) | ETD | IS 15382 (Part 3):2019 | Insulation Coordination for Equipment within Low-Voltage Systems Part 3 Use of Coating, Potting or Moulding for Protection against Pollution (First Revision) | REFERENCED_UNKNOWN | Indian
IS/IEC 60079 (Part 11):2023 | Explosive Atmospheres Part 11 Equipment Protection by Intrinsic Safety “i” (Second Revision) | ETD | IS 2824:2007 | Method for the determination of the proof and the comparative tracking indices of solid insulating materials (Second Revision) | REFERENCED_UNKNOWN | Indian
IS/IEC 60079 (Part 11):2023 | Explosive Atmospheres Part 11 Equipment Protection by Intrinsic Safety “i” (Second Revision) | ETD | IS/IEC 60079 (Part 0):2017 | Explosive Atmospheres Part 0 Equipment — General Requirements ( Third Revision ) | COMPONENT_PRODUCT | Indian
IS/IEC 60079 (Part 11):2023 | Explosive Atmospheres Part 11 Equipment Protection by Intrinsic Safety “i” (Second Revision) | ETD | IS/IEC 60127 (Part 1):2023 | Miniature Fuses Part 1 Definitions for Miniature Fuses and General Requirements for Miniature Fuse-Links (Second Revision) | TERMINOLOGY | Indian
IS/IEC 60079 (Part 11):2023 | Explosive Atmospheres Part 11 Equipment Protection by Intrinsic Safety “i” (Second Revision) | ETD | IS/IEC 60127 (Part 2):2014 | Miniature fuses Part 2 Cartridge fuse-links (Second Revision) | REFERENCED_UNKNOWN | Indian
IS/IEC 60079 (Part 11):2023 | Explosive Atmospheres Part 11 Equipment Protection by Intrinsic Safety “i” (Second Revision) | ETD | IS/IEC 60529:2001 | Degrees of protection provided by enclosures (IP Code) | REFERENCED_UNKNOWN | Indian
IS/IEC 60079 (Part 11):2023 | Explosive Atmospheres Part 11 Equipment Protection by Intrinsic Safety “i” (Second Revision) | ETD | IS 13730 (Part 0/Sec 1):2018 | Specifications for particular types of winding wires: Part 0 general requirements: Sec 1 enamelled round copper wire (Second Revision) | COMPONENT_PRODUCT | Indian
IS/IEC 60079 (Part 11):2023 | Explosive Atmospheres Part 11 Equipment Protection by Intrinsic Safety “i” (Second Revision) | ETD | IS/IEC 60127 (Part 4):2005 | Miniature fuses: Part 4 universal modular fuse - Links (Umf) - Through - Hole and surface mount types Amendment - 1 | REFERENCED_UNKNOWN | Indian
IS/IEC 60079 (Part 11):2023 | Explosive Atmospheres Part 11 Equipment Protection by Intrinsic Safety “i” (Second Revision) | ETD | IS/IEC 60691:2023 | Thermal-Links - Requirements and Application Guide (Second Revision) | COMPONENT_PRODUCT | Indian
IS/IEC 60079 (Part 11):2023 | Explosive Atmospheres Part 11 Equipment Protection by Intrinsic Safety “i” (Second Revision) | ETD | IS 16046 (Part 2):2018 | Secondary Cells and Batteries Containing Alkaline or Other Non-Acid Electrolytes - Safety Requirements for Portable Sealed Secondary Cells and for Batteries Made from Them for Use in Portable Applications Part 2 Lithium Systems ( Second Revision ) | SAFETY_STANDARD | Indian
IS/IEC 60079 (Part 11):2023 | Explosive Atmospheres Part 11 Equipment Protection by Intrinsic Safety “i” (Second Revision) | ETD | IS/IEC 60269 (Part 1):2014 | Low-Voltage Fuses Part 1 General Requirements | COMPONENT_PRODUCT | Indian
IS/IEC 60079 (Part 11):2023 | Explosive Atmospheres Part 11 Equipment Protection by Intrinsic Safety “i” (Second Revision) | ETD | IS 17064 (Part 1):2018 | Electromechanical elementary relays: Part 1 general and safety requirements | SAFETY_STANDARD | Indian
IS/IEC 60079 (Part 11):2023 | Explosive Atmospheres Part 11 Equipment Protection by Intrinsic Safety “i” (Second Revision) | ETD | IS 14980 (Part 3):2024 | Agricultural tractors front-mounted equipment Part 3 power take-off- General specifications and locations | COMPONENT_PRODUCT | Indian
IS/IEC 60079 (Part 11):2023 | Explosive Atmospheres Part 11 Equipment Protection by Intrinsic Safety “i” (Second Revision) | ETD | IS 19240:2025 | Kachnal (Bauhinia racemosa Lamk)- Floral Bud for use in Traditional Medicine Specification | COMPONENT_PRODUCT | Indian
IS/IEC 60079 (Part 11):2023 | Explosive Atmospheres Part 11 Equipment Protection by Intrinsic Safety “i” (Second Revision) | ETD | IS 19208:2025 | Textiles Nylon Tape For Aircraft Arrester Barrier Specification | COMPONENT_PRODUCT | Indian
IS/IEC 60079 (Part 11):2023 | Explosive Atmospheres Part 11 Equipment Protection by Intrinsic Safety “i” (Second Revision) | ETD | IEC 60747 (Part 5/Sec 5) |  | REFERENCED_UNKNOWN | International
IS/IEC 60079 (Part 11):2023 | Explosive Atmospheres Part 11 Equipment Protection by Intrinsic Safety “i” (Second Revision) | ETD | IEC 61158 (Part 2) |  | REFERENCED_UNKNOWN | International
IS/IEC 60079 (Part 11):2023 | Explosive Atmospheres Part 11 Equipment Protection by Intrinsic Safety “i” (Second Revision) | ETD | DIN 884 (Part 11) |  | REFERENCED_UNKNOWN | International
IS 13340 (Part 1):2024 | Shunt Power Capacitors of the Self-Healing Type for a.c. Systems Having a Rated Voltage up to and Including 1 000 V Part 1 General - Performance, Testing and Rating - Safety Requirements - Guide for Installation and Operation (Second Revision) | ETD | IS 14700 (Part 4/Sec 1):2019 | Electromagnetic compatibility (EMC): Part 4 testing and measurement techniques: Sec 1 overview of the IEC 61000 - 4 series (Second Revision) | REFERENCED_UNKNOWN | Indian
IS 13340 (Part 1):2024 | Shunt Power Capacitors of the Self-Healing Type for a.c. Systems Having a Rated Voltage up to and Including 1 000 V Part 1 General - Performance, Testing and Rating - Safety Requirements - Guide for Installation and Operation (Second Revision) | ETD | IS 2071 (Part 1):2016 | High - Voltage test techniques: Part 1 general definitions and test requirements (Third Revision) | TERMINOLOGY | Indian
IS 13340 (Part 1):2024 | Shunt Power Capacitors of the Self-Healing Type for a.c. Systems Having a Rated Voltage up to and Including 1 000 V Part 1 General - Performance, Testing and Rating - Safety Requirements - Guide for Installation and Operation (Second Revision) | ETD | IS/IEC 60269 (Part 1):2014 | Low-Voltage Fuses Part 1 General Requirements | COMPONENT_PRODUCT | Indian
IS 13340 (Part 1):2024 | Shunt Power Capacitors of the Self-Healing Type for a.c. Systems Having a Rated Voltage up to and Including 1 000 V Part 1 General - Performance, Testing and Rating - Safety Requirements - Guide for Installation and Operation (Second Revision) | ETD | IS/ISO 30408:2016 | Human Resource Management — Guidelines on Human Governance | REFERENCED_UNKNOWN | Indian
IS 13340 (Part 1):2024 | Shunt Power Capacitors of the Self-Healing Type for a.c. Systems Having a Rated Voltage up to and Including 1 000 V Part 1 General - Performance, Testing and Rating - Safety Requirements - Guide for Installation and Operation (Second Revision) | ETD | IS 19136:2025 | NATUROPATHY - GLOSSARY OF TERMS | TERMINOLOGY | Indian
IS 13340 (Part 1):2024 | Shunt Power Capacitors of the Self-Healing Type for a.c. Systems Having a Rated Voltage up to and Including 1 000 V Part 1 General - Performance, Testing and Rating - Safety Requirements - Guide for Installation and Operation (Second Revision) | ETD | IEC 61000 (Part 2/Sec 2):2002 |  | REFERENCED_UNKNOWN | International
IS 14570:2024 | Electrical Measuring Transducers for Converting A.C and D.C Electrical Quantities to Analogue or Digital Signals (Third Revision) | ETD | IS 9000 (Part 7/Sec 1):2018 | Basic environmental testing procedures for electronic and electrical items: Part 7 impact test: Sec 1 shock (Test Ea) (Second Revision) | TEST_METHOD | Indian
IS 14570:2024 | Electrical Measuring Transducers for Converting A.C and D.C Electrical Quantities to Analogue or Digital Signals (Third Revision) | ETD | IS/IEC 61558 (Part 1):2017 | Safety of Transformers, Reactors, Power Supply Units and Combinations Thereof Part 1 General Requirements and Tests ( First Revision ) | COMPONENT_PRODUCT | Indian
IS 14570:2024 | Electrical Measuring Transducers for Converting A.C and D.C Electrical Quantities to Analogue or Digital Signals (Third Revision) | ETD | IS/IEC 60255 (Part 151):2009 | Measuring relays and protection equipment: Part 151 functional requirements for over/under current protection | COMPONENT_PRODUCT | Indian
IS 14570:2024 | Electrical Measuring Transducers for Converting A.C and D.C Electrical Quantities to Analogue or Digital Signals (Third Revision) | ETD | IS/IEC 61010 (Part 2-081):2009 | Safety Requirements for Electrical Equipment for Measurement, Control and Laboratory Use Part 2-081 Particular Requirements for Automatic and Semi-automatic Laboratory Equipment for Analysis and Other Purposes | SAFETY_STANDARD | Indian
IS 14570:2024 | Electrical Measuring Transducers for Converting A.C and D.C Electrical Quantities to Analogue or Digital Signals (Third Revision) | ETD | IS/IEC 61010 (Part 2/Sec 020):2016 | Safety requirements for electrical equipment for measurement, control, and laboratory use: Part 2 - 020 particular requirements for laboratory centrifuges | SAFETY_STANDARD | Indian
IS 14570:2024 | Electrical Measuring Transducers for Converting A.C and D.C Electrical Quantities to Analogue or Digital Signals (Third Revision) | ETD | IS/IEC 60068 (Part 2/Sec 6):2007 | Environmental Testing Part 2 Tests Section 6 Test Fc: Vibration sinusoidal | REFERENCED_UNKNOWN | Indian
IS 14570:2024 | Electrical Measuring Transducers for Converting A.C and D.C Electrical Quantities to Analogue or Digital Signals (Third Revision) | ETD | IS 17724 (Part 1):2023 | Safety Requirements for Electrical Equipment for Measurement, Control, and Laboratory Use Part 1 General Requirements (IEC 61010-1: 2010 + AMD1:2016 + COR1:2019, MOD) | SAFETY_STANDARD | Indian
IS 14570:2024 | Electrical Measuring Transducers for Converting A.C and D.C Electrical Quantities to Analogue or Digital Signals (Third Revision) | ETD | IEC 61010 (Part-2) (Sec-30):2017 | Safety requirements for electrical equipment for measurement, control, and laboratory use — Part 2-030: Particular requirements for equipment having testing or measuring circuits | SAFETY_STANDARD | International
IS 14570:2024 | Electrical Measuring Transducers for Converting A.C and D.C Electrical Quantities to Analogue or Digital Signals (Third Revision) | ETD | IEC 61326:2020 | Electrical equipment for measurement, control and laboratory use — EMC requirements — Part 1: General requirements | COMPONENT_PRODUCT | International
IS 14570:2024 | Electrical Measuring Transducers for Converting A.C and D.C Electrical Quantities to Analogue or Digital Signals (Third Revision) | ETD | IEC 61557 (Part-12):2018 | Electrical safety in low voltage distribution systems up to 1 000 V AC and 1 500 V DC — Equipment for testing, measuring or monitoring of protective measures — Part 12: Power metering and monitoring d | REFERENCED_UNKNOWN | International
IS 5950:2024 | Shot Firing Cables (for Use Other than in Shafts) - Specification (Second Revision) | ETD | IS 1885 (Part 32):2019 | Electrotechnical Vocabulary Part 32 Electric Cables ( Second Revision ) | TERMINOLOGY | Indian
IS 5950:2024 | Shot Firing Cables (for Use Other than in Shafts) - Specification (Second Revision) | ETD | IS 5831:1984 | Specification for PVC insulation and sheath of electric cables (First Revision) | COMPONENT_PRODUCT | Indian
IS 5950:2024 | Shot Firing Cables (for Use Other than in Shafts) - Specification (Second Revision) | ETD | IS 8130:2013 | Conductors for insulated electric cables and flexible cords - Specification (Second Revision) | COMPONENT_PRODUCT | Indian
IS 302 (Part 2/Sec 7):2024 | Safety of Household And Similar Electrical Appliances Part 2 Particular Requirements Section 7: Domestic Electric Clothes Washing Machines | ETD | IS 3400 (Part 6):2018 | Methods of Test for Vulcanized Rubbers Part 6 Determination of the Effect of Liquids (Fourth Revision) | TEST_METHOD | Indian
IS 302 (Part 2/Sec 7):2024 | Safety of Household And Similar Electrical Appliances Part 2 Particular Requirements Section 7: Domestic Electric Clothes Washing Machines | ETD | IS 16923 (Part 1):2018 | Thermocouples Part 1 EMF Specifications and Tolerances ( First Revision ) | COMPONENT_PRODUCT | Indian
IS 302 (Part 2/Sec 7):2024 | Safety of Household And Similar Electrical Appliances Part 2 Particular Requirements Section 7: Domestic Electric Clothes Washing Machines | ETD | IS 17510:2021 | GENERAL STANDARDS FOR READY-TO-EAT SAVOURIES | REFERENCED_UNKNOWN | Indian
IS 302 (Part 2/Sec 7):2024 | Safety of Household And Similar Electrical Appliances Part 2 Particular Requirements Section 7: Domestic Electric Clothes Washing Machines | ETD | IEC 60730 (Part 2/Sec 12):2015 |  | REFERENCED_UNKNOWN | International
IS 302 (Part 2/Sec 7):2024 | Safety of Household And Similar Electrical Appliances Part 2 Particular Requirements Section 7: Domestic Electric Clothes Washing Machines | ETD | IEC 60068 (Part 2/Sec 52) |  | REFERENCED_UNKNOWN | International
IS 2593:2023 | Flexible Cables for Miners' Cap Lamps - Specification (Second Revision) | ETD | IS 1885 (Part 32):2019 | Electrotechnical Vocabulary Part 32 Electric Cables ( Second Revision ) | TERMINOLOGY | Indian
IS 2593:2023 | Flexible Cables for Miners' Cap Lamps - Specification (Second Revision) | ETD | IS 6380:2024 | Elastomeric Insulation and Sheath of Electric Cables - Specification (Second Revision) | COMPONENT_PRODUCT | Indian
IS 12762 (Part 9):2023 | Photovoltaic Devices Part 9: Classification of Solar Simulator Characteristicses (First Revision) | ETD | IS 12762 (Part 1):2024 | Photovoltaic Devices Part 1 Measurement of Photovoltaic Current-Voltage Characteristics ( Second Revision ) | REFERENCED_UNKNOWN | Indian
IS 12762 (Part 9):2023 | Photovoltaic Devices Part 9: Classification of Solar Simulator Characteristicses (First Revision) | ETD | IEC 60904 (Part-1):2020 | Photovoltaic devices – Part 1: Measurement of photovoltaic current-voltage characteristics | REFERENCED_UNKNOWN | International
IS 12762 (Part 9):2023 | Photovoltaic Devices Part 9: Classification of Solar Simulator Characteristicses (First Revision) | ETD | IEC 60904 (Part-3):2019 | Photovoltaic devices – Part 3: Measurement principles for terrestrial photovoltaic (PV) solar devices with reference spectral irradiance data | REFERENCED_UNKNOWN | International
IS 12762 (Part 9):2023 | Photovoltaic Devices Part 9: Classification of Solar Simulator Characteristicses (First Revision) | ETD | IEC TR 60904 (Part-14):2020 | Photovoltaic devices – Part 14: Guidelines for production line measurements of single junction PV module maximum power output and reporting at standard test conditions | REFERENCED_UNKNOWN | International
IS 12762 (Part 9):2023 | Photovoltaic Devices Part 9: Classification of Solar Simulator Characteristicses (First Revision) | ETD | IEC TS 61836:2025 | Solar photovoltaic energy systems – Terms, definitions and symbols | TERMINOLOGY | International
IS/IEC 60079 (Part 6):2020 | Explosive atmospheres - Part 6: Equipment protection by liquid immersion "o" (Second Revision) | ETD | IS 1448 (Part 69):2019 | Methods of Test for Petroleum and its Products [ P : 69 ] Determination of Flash and Fire Points - Cleveland Open Cup Method ( Second Revision ) | TEST_METHOD | Indian
IS/IEC 60079 (Part 6):2020 | Explosive atmospheres - Part 6: Equipment protection by liquid immersion "o" (Second Revision) | ETD | IS 16081:2013 | Insulating liquids - Specifications for unused synthetic organic esters for electrical purposes | TEST_METHOD | Indian
IS/IEC 60079 (Part 6):2020 | Explosive atmospheres - Part 6: Equipment protection by liquid immersion "o" (Second Revision) | ETD | IS 12422:2023 | Unused Hydrocarbon Based Insulating Liquids - Test Methods for - Evaluating the Oxidation Stability ( Second Revision ) | TEST_METHOD | Indian
IS/IEC 60079 (Part 6):2020 | Explosive atmospheres - Part 6: Equipment protection by liquid immersion "o" (Second Revision) | ETD | IS 13567:2018 | Insulating liquids - Oil - Impregnated paper and pressboard - Determination of water by automatic coulometric karl fischer titration (First Revision) | REFERENCED_UNKNOWN | Indian
IS/IEC 60079 (Part 6):2020 | Explosive atmospheres - Part 6: Equipment protection by liquid immersion "o" (Second Revision) | ETD | IS 1448 (Part 21):2019 | Methods of test for petroleum and its products [P : 21] determination of flash point - Pensky - Martens closed cup method (Fourth Revision) | TEST_METHOD | Indian
IS/IEC 60079 (Part 6):2020 | Explosive atmospheres - Part 6: Equipment protection by liquid immersion "o" (Second Revision) | ETD | IS 6792:2023 | Insulating liquids - Determination of the breakdown voltage at power frequency - Test method | TEST_METHOD | Indian
IS/IEC 60079 (Part 6):2020 | Explosive atmospheres - Part 6: Equipment protection by liquid immersion "o" (Second Revision) | ETD | IS/IEC 60079 (Part 0):2017 | Explosive Atmospheres Part 0 Equipment — General Requirements ( Third Revision ) | COMPONENT_PRODUCT | Indian
IS/IEC 60079 (Part 6):2020 | Explosive atmospheres - Part 6: Equipment protection by liquid immersion "o" (Second Revision) | ETD | IS/IEC 60529:2001 | Degrees of protection provided by enclosures (IP Code) | REFERENCED_UNKNOWN | Indian
IS/IEC 60079 (Part 6):2020 | Explosive atmospheres - Part 6: Equipment protection by liquid immersion "o" (Second Revision) | ETD | IS 16310:2017 | Insulating liquids - Test method for detection of potentially corrosive sulphur in used and unused insulating oil | TEST_METHOD | Indian
IS/IEC 60079 (Part 6):2020 | Explosive atmospheres - Part 6: Equipment protection by liquid immersion "o" (Second Revision) | ETD | IS 1448 (Part 169):2018 | Methods of test for petroleum and its products [p : 169] determination of chlorine and bromine content - Wavelength - Dispersive x - Ray fluorescence spectrometry | TEST_METHOD | Indian
IS/IEC 60079 (Part 6):2020 | Explosive atmospheres - Part 6: Equipment protection by liquid immersion "o" (Second Revision) | ETD | IS 1448 (Part 25/Sec 1):2025 | Petroleum and its Products - Methods of Test Part 25 Transparent and Opaque Liquids Section 1 Determination of Kinematic Viscosity and Calculation of Dynamic Viscosity (Third Revision) | TEST_METHOD | Indian
IS/IEC 60079 (Part 6):2020 | Explosive atmospheres - Part 6: Equipment protection by liquid immersion "o" (Second Revision) | ETD | IS 16863 (Part 1):2018 | Insulating Liquids — Determination of Acidity Part 1 Automatic Potentiometric Titration | REFERENCED_UNKNOWN | Indian
IS/IEC 60079 (Part 6):2020 | Explosive atmospheres - Part 6: Equipment protection by liquid immersion "o" (Second Revision) | ETD | IS 16840:2018 | Insulating liquids - Measurement of relative permittivity, dielectric dissipation factor (Tan) and D.C. resistivity | REFERENCED_UNKNOWN | Indian
IS/IEC 60079 (Part 6):2020 | Explosive atmospheres - Part 6: Equipment protection by liquid immersion "o" (Second Revision) | ETD | IS 16838:2018 | Specifications for unused silicone insulating liquids for electrotechnical purposes | COMPONENT_PRODUCT | Indian
IS/IEC 60079 (Part 6):2020 | Explosive atmospheres - Part 6: Equipment protection by liquid immersion "o" (Second Revision) | ETD | IS/ISO 23412:2020 | Indirect temperature-controlled refrigerated delivery services Land transport of parcels with intermediate transfer | REFERENCED_UNKNOWN | Indian
IS/IEC 60079 (Part 6):2020 | Explosive atmospheres - Part 6: Equipment protection by liquid immersion "o" (Second Revision) | ETD | IEC 60296 |  | REFERENCED_UNKNOWN | International
IS/IEC 60079 (Part 26):2021 | Explosive atmospheres - Part 26: Equipment with Separation Elements or combined Levels of Protection (Second Revision) | ETD | IS/IEC 60079 (Part 31):2022 | Explosive atmospheres - Part 31: Equipment dust ignition protection by enclosure ''t'' (Second Revision) | REFERENCED_UNKNOWN | Indian
IS/IEC 60079 (Part 26):2021 | Explosive atmospheres - Part 26: Equipment with Separation Elements or combined Levels of Protection (Second Revision) | ETD | IS/IEC 60079 (Part 1):2007 | Explosive Atmospheres - Part 1 : Equipment Protection by Flameproof Enclosures d"""" | SAFETY_STANDARD | Indian
IS/IEC 60079 (Part 26):2021 | Explosive atmospheres - Part 26: Equipment with Separation Elements or combined Levels of Protection (Second Revision) | ETD | IS/IEC 60079 (Part 0):2017 | Explosive Atmospheres Part 0 Equipment — General Requirements ( Third Revision ) | COMPONENT_PRODUCT | Indian
IS/IEC 60079 (Part 26):2021 | Explosive atmospheres - Part 26: Equipment with Separation Elements or combined Levels of Protection (Second Revision) | ETD | IS/IEC 60079 (Part 11):2023 | Explosive Atmospheres Part 11 Equipment Protection by Intrinsic Safety “i” (Second Revision) | REFERENCED_UNKNOWN | Indian
IS/IEC 60079 (Part 26):2021 | Explosive atmospheres - Part 26: Equipment with Separation Elements or combined Levels of Protection (Second Revision) | ETD | IS/IEC 60529:2001 | Degrees of protection provided by enclosures (IP Code) | REFERENCED_UNKNOWN | Indian
IS/IEC 60079 (Part 26):2021 | Explosive atmospheres - Part 26: Equipment with Separation Elements or combined Levels of Protection (Second Revision) | ETD | IS/IEC 60695 (Part 11/Sec 10):2013 | Fire hazard testing: Part 11 test flames :: Sec 10 50 w horizontal and vertical flame test methods | TEST_METHOD | Indian
IS/IEC 60079 (Part 26):2021 | Explosive atmospheres - Part 26: Equipment with Separation Elements or combined Levels of Protection (Second Revision) | ETD | IS/ISO/IEC 80079 (Part 36):2016 | Explosive Atmospheres Part 36 Non-electrical Equipment for Explosive Atmospheres - Basic Method and Requirements | COMPONENT_PRODUCT | Indian
IS/IEC 60079 (Part 26):2021 | Explosive atmospheres - Part 26: Equipment with Separation Elements or combined Levels of Protection (Second Revision) | ETD | IS/ISO 17480:2015 | Packaging — Accessible Design — Ease of Opening | REFERENCED_UNKNOWN | Indian
IS/IEC 60079 (Part 26):2021 | Explosive atmospheres - Part 26: Equipment with Separation Elements or combined Levels of Protection (Second Revision) | ETD | IEC 60695 (Part 11/Sec 10) |  | REFERENCED_UNKNOWN | International
IS/IEC 60079 (Part 25):2020 | Explosive atmospheres - Part 25: Intrinsically safe electrical systems (Second Revision) | ETD | IS/IEC 60079 (Part 0):2017 | Explosive Atmospheres Part 0 Equipment — General Requirements ( Third Revision ) | COMPONENT_PRODUCT | Indian
IS/IEC 60079 (Part 25):2020 | Explosive atmospheres - Part 25: Intrinsically safe electrical systems (Second Revision) | ETD | IS/IEC 60079 (Part 11):2023 | Explosive Atmospheres Part 11 Equipment Protection by Intrinsic Safety “i” (Second Revision) | REFERENCED_UNKNOWN | Indian
IS/IEC 60079 (Part 25):2020 | Explosive atmospheres - Part 25: Intrinsically safe electrical systems (Second Revision) | ETD | IEC 60079 (Part 14) |  | REFERENCED_UNKNOWN | International
IS/IEC 60079 (Part 25):2020 | Explosive atmospheres - Part 25: Intrinsically safe electrical systems (Second Revision) | ETD | IEC 61158 (Part 2) |  | REFERENCED_UNKNOWN | International
IS/IEC 60079 (Part 31):2022 | Explosive atmospheres - Part 31: Equipment dust ignition protection by enclosure ''t'' (Second Revision) | ETD | IS 14962 (Part 1):2018 | ISO general purpose metric screw threads - Tolerances: Part 1 principles and basic data (First Revision) | REFERENCED_UNKNOWN | Indian
IS/IEC 60079 (Part 31):2022 | Explosive atmospheres - Part 31: Equipment dust ignition protection by enclosure ''t'' (Second Revision) | ETD | IS/IEC 60034 (Part 5):2020 | Rotating electrical machines Part 5 Degrees of protection provided by the integral design of rotating electrical machines IP code - Classification (Third Revision) | REFERENCED_UNKNOWN | Indian
IS/IEC 60079 (Part 31):2022 | Explosive atmospheres - Part 31: Equipment dust ignition protection by enclosure ''t'' (Second Revision) | ETD | IS/IEC 60079 (Part 0):2017 | Explosive Atmospheres Part 0 Equipment — General Requirements ( Third Revision ) | COMPONENT_PRODUCT | Indian
IS/IEC 60079 (Part 31):2022 | Explosive atmospheres - Part 31: Equipment dust ignition protection by enclosure ''t'' (Second Revision) | ETD | IS/IEC 60127 (Part 1):2023 | Miniature Fuses Part 1 Definitions for Miniature Fuses and General Requirements for Miniature Fuse-Links (Second Revision) | TERMINOLOGY | Indian
IS/IEC 60079 (Part 31):2022 | Explosive atmospheres - Part 31: Equipment dust ignition protection by enclosure ''t'' (Second Revision) | ETD | IS/IEC 60127 (Part 2):2014 | Miniature fuses Part 2 Cartridge fuse-links (Second Revision) | REFERENCED_UNKNOWN | Indian
IS/IEC 60079 (Part 31):2022 | Explosive atmospheres - Part 31: Equipment dust ignition protection by enclosure ''t'' (Second Revision) | ETD | IS/IEC 60529:2001 | Degrees of protection provided by enclosures (IP Code) | REFERENCED_UNKNOWN | Indian
IS/IEC 60079 (Part 31):2022 | Explosive atmospheres - Part 31: Equipment dust ignition protection by enclosure ''t'' (Second Revision) | ETD | IS/IEC 60127 (Part 4):2005 | Miniature fuses: Part 4 universal modular fuse - Links (Umf) - Through - Hole and surface mount types Amendment - 1 | REFERENCED_UNKNOWN | Indian
IS/IEC 60079 (Part 31):2022 | Explosive atmospheres - Part 31: Equipment dust ignition protection by enclosure ''t'' (Second Revision) | ETD | IS/IEC 60691:2023 | Thermal-Links - Requirements and Application Guide (Second Revision) | COMPONENT_PRODUCT | Indian
IS/IEC 60079 (Part 31):2022 | Explosive atmospheres - Part 31: Equipment dust ignition protection by enclosure ''t'' (Second Revision) | ETD | IS/IEC 60269 (Part 3):2010 | Low-Voltage Fuses Part 3 Supplementary Requirements for Fuses for Use by Unskilled Persons ( Fuses Mainly for Household and Similar Applications ) — Examples of Standardized Systems of Fuses A to F | COMPONENT_PRODUCT | Indian
IS/IEC 60079 (Part 31):2022 | Explosive atmospheres - Part 31: Equipment dust ignition protection by enclosure ''t'' (Second Revision) | ETD | IS/IEC/TR 60269 (Part 5):2014 | Low-Voltage Fuses Part 5 Guidance for the Application of Low-Voltage Fuses | REFERENCED_UNKNOWN | Indian
IS/IEC 60079 (Part 31):2022 | Explosive atmospheres - Part 31: Equipment dust ignition protection by enclosure ''t'' (Second Revision) | ETD | IS/IEC 60269 (Part 6):2010 | Low-Voltage Fuses Part 6 Supplementary Requirements for Fuse-Links for the Protection of Solar Photovoltaic Energy Systems | COMPONENT_PRODUCT | Indian
IS/IEC 60079 (Part 31):2022 | Explosive atmospheres - Part 31: Equipment dust ignition protection by enclosure ''t'' (Second Revision) | ETD | IS/IEC 60269 (Part 1):2014 | Low-Voltage Fuses Part 1 General Requirements | COMPONENT_PRODUCT | Indian
IS/IEC 60079 (Part 31):2022 | Explosive atmospheres - Part 31: Equipment dust ignition protection by enclosure ''t'' (Second Revision) | ETD | IS/IEC 60269 (Part 2):2016 | Low-Voltage Fuses Part 2 Supplementary Requirements for Fuses for Use by Authorized Persons ( Fuses Mainly for Industrial Application ) - Examples of Standardized Systems of Fuses A to K | COMPONENT_PRODUCT | Indian
IS/IEC 60079 (Part 31):2022 | Explosive atmospheres - Part 31: Equipment dust ignition protection by enclosure ''t'' (Second Revision) | ETD | IEC 60127 (Part 3):2015 |  | REFERENCED_UNKNOWN | International
IS/IEC 60079 (Part 31):2022 | Explosive atmospheres - Part 31: Equipment dust ignition protection by enclosure ''t'' (Second Revision) | ETD | IEC 60127 (Part 5):2016 |  | REFERENCED_UNKNOWN | International
IS/IEC 60079 (Part 31):2022 | Explosive atmospheres - Part 31: Equipment dust ignition protection by enclosure ''t'' (Second Revision) | ETD | IEC 60127 (Part 6):2014 |  | REFERENCED_UNKNOWN | International
IS/IEC 60079 (Part 31):2022 | Explosive atmospheres - Part 31: Equipment dust ignition protection by enclosure ''t'' (Second Revision) | ETD | IEC 60127 (Part 7):2015 |  | REFERENCED_UNKNOWN | International
IS/IEC 60079 (Part 31):2022 | Explosive atmospheres - Part 31: Equipment dust ignition protection by enclosure ''t'' (Second Revision) | ETD | IEC 60127 (Part 8):2018 |  | REFERENCED_UNKNOWN | International
IS/IEC 60079 (Part 31):2022 | Explosive atmospheres - Part 31: Equipment dust ignition protection by enclosure ''t'' (Second Revision) | ETD | IEC 60127 (Part 10):2001 |  | REFERENCED_UNKNOWN | International
IS/IEC 60079 (Part 31):2022 | Explosive atmospheres - Part 31: Equipment dust ignition protection by enclosure ''t'' (Second Revision) | ETD | IEC 60269 (Part 4):2009 |  | REFERENCED_UNKNOWN | International
IS/IEC 60079 (Part 31):2022 | Explosive atmospheres - Part 31: Equipment dust ignition protection by enclosure ''t'' (Second Revision) | ETD | IEC 60269 (Part 7) |  | REFERENCED_UNKNOWN | International
IS/IEC 60079 (Part 7):2017 | Explosive atmospheres - Part 7: Equipment protection by increased safety "e" (Second Revision) | ETD | IS 8504 (Part 2):2013 | Electrical insulating materials - Thermal endurance properties: Part 2 determination of thermal endurance properties of electrical insulating materials - Choice of test criteria (First Revision) | REFERENCED_UNKNOWN | Indian
IS/IEC 60079 (Part 7):2017 | Explosive atmospheres - Part 7: Equipment protection by increased safety "e" (Second Revision) | ETD | IS 10322 (Part 1):2026 | Luminaires Part 1 General Requirements and Tests (second revision) | COMPONENT_PRODUCT | Indian
IS/IEC 60079 (Part 7):2017 | Explosive atmospheres - Part 7: Equipment protection by increased safety "e" (Second Revision) | ETD | IS 1271:2012 | Electrical insulation - Thermal evaluation and designation (Second Revision) | REFERENCED_UNKNOWN | Indian
IS/IEC 60079 (Part 7):2017 | Explosive atmospheres - Part 7: Equipment protection by increased safety "e" (Second Revision) | ETD | IS 13360 (Part 5/Sec 2):2017 | Plastics - Methods of testing: Part 5 mechanical properties section 2 determination of tensile properties - Test conditions for moulding and extrusion plastics (First Revision) | TEST_METHOD | Indian
IS/IEC 60079 (Part 7):2017 | Explosive atmospheres - Part 7: Equipment protection by increased safety "e" (Second Revision) | ETD | IS 13730 (Part 13):2014 | Specifications for particular types of winding wires: Part 13 polyester or polyesterimide overcoated with polyamide - Imide enamelled round copper wire, class 200 (First Revision) Amendment - 1 | COMPONENT_PRODUCT | Indian
IS/IEC 60079 (Part 7):2017 | Explosive atmospheres - Part 7: Equipment protection by increased safety "e" (Second Revision) | ETD | IS 13730 (Part 3):2012 | Specifications for particular types of winding wires: Part 3 polyester enamelled round copper wire, class 155 (First Revision) | COMPONENT_PRODUCT | Indian
IS/IEC 60079 (Part 7):2017 | Explosive atmospheres - Part 7: Equipment protection by increased safety "e" (Second Revision) | ETD | IS 13730 (Part 8):2014 | Specification for particular types of winding wires: Part 8 polyesterimide enamelled round copper wire, class 180 (First Revision) Amendment - 1 | COMPONENT_PRODUCT | Indian
IS/IEC 60079 (Part 7):2017 | Explosive atmospheres - Part 7: Equipment protection by increased safety "e" (Second Revision) | ETD | IS 15518 (Part 1):2004 | Safety requirements for incandescent lamps: Part 1 tungsten filament lamps for domestic and similar general lighting purposes | SAFETY_STANDARD | Indian
IS/IEC 60079 (Part 7):2017 | Explosive atmospheres - Part 7: Equipment protection by increased safety "e" (Second Revision) | ETD | IS 2500 (Part 1):2000 | Sampling procedures for inspection by attributes: Part 1 sampling schemes indexed by acceptance quality limit (AQL) for lot - By - Lot inspection (Third Revision) | REFERENCED_UNKNOWN | Indian
IS/IEC 60079 (Part 7):2017 | Explosive atmospheres - Part 7: Equipment protection by increased safety "e" (Second Revision) | ETD | IS 2824:2007 | Method for the determination of the proof and the comparative tracking indices of solid insulating materials (Second Revision) | REFERENCED_UNKNOWN | Indian
IS/IEC 60079 (Part 7):2017 | Explosive atmospheres - Part 7: Equipment protection by increased safety "e" (Second Revision) | ETD | IS 418:2004 | Tungsten filament lamps for domestic and similar general lighting purposes (Fourth Revision) | REFERENCED_UNKNOWN | Indian
IS/IEC 60079 (Part 7):2017 | Explosive atmospheres - Part 7: Equipment protection by increased safety "e" (Second Revision) | ETD | IS 8130:2013 | Conductors for insulated electric cables and flexible cords - Specification (Second Revision) | COMPONENT_PRODUCT | Indian
IS/IEC 60079 (Part 7):2017 | Explosive atmospheres - Part 7: Equipment protection by increased safety "e" (Second Revision) | ETD | IS 8504 (Part 1):2012 | Electrical insulating materials - Thermal endurance properties: Part 1 ageing procedures and evaluation of test results (Second Revision) | REFERENCED_UNKNOWN | Indian
IS/IEC 60079 (Part 7):2017 | Explosive atmospheres - Part 7: Equipment protection by increased safety "e" (Second Revision) | ETD | IS 9000 (Part 7/Sec 1):2018 | Basic environmental testing procedures for electronic and electrical items: Part 7 impact test: Sec 1 shock (Test Ea) (Second Revision) | TEST_METHOD | Indian
IS/IEC 60079 (Part 7):2017 | Explosive atmospheres - Part 7: Equipment protection by increased safety "e" (Second Revision) | ETD | IS 9206:1979 | Dimensions of caps for tungsten filament general service electric lamps | REFERENCED_UNKNOWN | Indian
IS/IEC 60079 (Part 7):2017 | Explosive atmospheres - Part 7: Equipment protection by increased safety "e" (Second Revision) | ETD | IS/IEC 60079 (Part 1):2007 | Explosive Atmospheres - Part 1 : Equipment Protection by Flameproof Enclosures d"""" | SAFETY_STANDARD | Indian
IS/IEC 60079 (Part 7):2017 | Explosive atmospheres - Part 7: Equipment protection by increased safety "e" (Second Revision) | ETD | IS/IEC 60079 (Part 0):2017 | Explosive Atmospheres Part 0 Equipment — General Requirements ( Third Revision ) | COMPONENT_PRODUCT | Indian
IS/IEC 60079 (Part 7):2017 | Explosive atmospheres - Part 7: Equipment protection by increased safety "e" (Second Revision) | ETD | IS/IEC 60079 (Part 11):2023 | Explosive Atmospheres Part 11 Equipment Protection by Intrinsic Safety “i” (Second Revision) | REFERENCED_UNKNOWN | Indian
IS/IEC 60079 (Part 7):2017 | Explosive atmospheres - Part 7: Equipment protection by increased safety "e" (Second Revision) | ETD | IS/IEC 60947 (Part 1):2020 | LOW-VOLTAGE SWITCHGEAR AND CONTROLGEAR PART 1 GENERAL RULES | REFERENCED_UNKNOWN | Indian
IS/IEC 60079 (Part 7):2017 | Explosive atmospheres - Part 7: Equipment protection by increased safety "e" (Second Revision) | ETD | IS/IEC 60529:2001 | Degrees of protection provided by enclosures (IP Code) | REFERENCED_UNKNOWN | Indian
IS/IEC 60079 (Part 7):2017 | Explosive atmospheres - Part 7: Equipment protection by increased safety "e" (Second Revision) | ETD | IS 15885 (Part 2/Sec 3):2011 | Safety of lamp control gear: Part 2 particular requirements: Sec 3 ac supplied electronic ballasts for fluorescent lamps | SAFETY_STANDARD | Indian
IS/IEC 60079 (Part 7):2017 | Explosive atmospheres - Part 7: Equipment protection by increased safety "e" (Second Revision) | ETD | IS 13730 (Part 46):2017 | Specifications for particular types of winding wires: Part 46 aromatic polyimide enamelled round copper wire, class 240 Amendment - 1 | COMPONENT_PRODUCT | Indian
IS/IEC 60079 (Part 7):2017 | Explosive atmospheres - Part 7: Equipment protection by increased safety "e" (Second Revision) | ETD | IS/IEC/IEEE 60079 (Part 30/Sec 1):2015 | Explosive Atmospheres Part 30 Electrical Resistance Trace Heating Section 1 General and testing requirements ( First Revision ) | COMPONENT_PRODUCT | Indian
IS/IEC 60079 (Part 7):2017 | Explosive atmospheres - Part 7: Equipment protection by increased safety "e" (Second Revision) | ETD | IS/ISO 26262 (Part 10):2018 | Road vehicles Functional safety Part 10: Guidelines on ISO 26262 | REFERENCED_UNKNOWN | Indian
IS/IEC 60079 (Part 7):2017 | Explosive atmospheres - Part 7: Equipment protection by increased safety "e" (Second Revision) | ETD | IS 18341:2023 | Rigid Protective Covers for Live Working on A.C. Installation | INSTALLATION_CODE | Indian
IS/IEC 60079 (Part 7):2017 | Explosive atmospheres - Part 7: Equipment protection by increased safety "e" (Second Revision) | ETD | IS 14980 (Part 3):2024 | Agricultural tractors front-mounted equipment Part 3 power take-off- General specifications and locations | COMPONENT_PRODUCT | Indian
IS/IEC 60079 (Part 7):2017 | Explosive atmospheres - Part 7: Equipment protection by increased safety "e" (Second Revision) | ETD | IS 18470:2024 | Ultrasonics Physiotherapy Systems Field Specifications and Methods of Measurement in the Frequency Range 05 MHz to 5 MHz | COMPONENT_PRODUCT | Indian
IS/IEC 60079 (Part 7):2017 | Explosive atmospheres - Part 7: Equipment protection by increased safety "e" (Second Revision) | ETD | IEC 60044 (Part 6) |  | REFERENCED_UNKNOWN | International
IS/IEC 60079 (Part 7):2017 | Explosive atmospheres - Part 7: Equipment protection by increased safety "e" (Second Revision) | ETD | IEC 60061 (Part 2) |  | REFERENCED_UNKNOWN | International
IS/IEC 60079 (Part 7):2017 | Explosive atmospheres - Part 7: Equipment protection by increased safety "e" (Second Revision) | ETD | IEC 60068 (Part 2/Sec 42) |  | REFERENCED_UNKNOWN | International
IS/IEC 60079 (Part 7):2017 | Explosive atmospheres - Part 7: Equipment protection by increased safety "e" (Second Revision) | ETD | IEC 60238 |  | REFERENCED_UNKNOWN | International
IS/IEC 60079 (Part 7):2017 | Explosive atmospheres - Part 7: Equipment protection by increased safety "e" (Second Revision) | ETD | IEC 60400 |  | REFERENCED_UNKNOWN | International
IS/IEC 60079 (Part 7):2017 | Explosive atmospheres - Part 7: Equipment protection by increased safety "e" (Second Revision) | ETD | IEC 60432 (Part 2) |  | REFERENCED_UNKNOWN | International
IS/IEC 60079 (Part 7):2017 | Explosive atmospheres - Part 7: Equipment protection by increased safety "e" (Second Revision) | ETD | IEC 60432 (Part 3) |  | REFERENCED_UNKNOWN | International
IS/IEC 60079 (Part 7):2017 | Explosive atmospheres - Part 7: Equipment protection by increased safety "e" (Second Revision) | ETD | IEC 60947 (Part 7/Sec 1) |  | REFERENCED_UNKNOWN | International
IS/IEC 60079 (Part 7):2017 | Explosive atmospheres - Part 7: Equipment protection by increased safety "e" (Second Revision) | ETD | IEC 60947 (Part 7/Sec 2) |  | REFERENCED_UNKNOWN | International
IS/IEC 60079 (Part 7):2017 | Explosive atmospheres - Part 7: Equipment protection by increased safety "e" (Second Revision) | ETD | IEC 60947 (Part 7/Sec 4) |  | REFERENCED_UNKNOWN | International
IS/IEC 60079 (Part 7):2017 | Explosive atmospheres - Part 7: Equipment protection by increased safety "e" (Second Revision) | ETD | IEC 60998 (Part 2/Sec 4) |  | REFERENCED_UNKNOWN | International
IS/IEC 60079 (Part 7):2017 | Explosive atmospheres - Part 7: Equipment protection by increased safety "e" (Second Revision) | ETD | IEC 60999 (Part 1) |  | REFERENCED_UNKNOWN | International
IS/IEC 60079 (Part 7):2017 | Explosive atmospheres - Part 7: Equipment protection by increased safety "e" (Second Revision) | ETD | IEC 60999 (Part 2) |  | REFERENCED_UNKNOWN | International
IS/IEC 60079 (Part 7):2017 | Explosive atmospheres - Part 7: Equipment protection by increased safety "e" (Second Revision) | ETD | IEC 61184 |  | REFERENCED_UNKNOWN | International
IS/IEC 60079 (Part 7):2017 | Explosive atmospheres - Part 7: Equipment protection by increased safety "e" (Second Revision) | ETD | IEC 61195 |  | REFERENCED_UNKNOWN | International
IS/IEC 60079 (Part 7):2017 | Explosive atmospheres - Part 7: Equipment protection by increased safety "e" (Second Revision) | ETD | IEC 62035 |  | REFERENCED_UNKNOWN | International
IS 2848:2023 | INDUSTRIAL PLATINUM RESISTANCE THERMOMETERS AND PLATINUM TEMPERATURE SENSORS | ETD | IS 2848:2023 | INDUSTRIAL PLATINUM RESISTANCE THERMOMETERS AND PLATINUM TEMPERATURE SENSORS | REFERENCED_UNKNOWN | Indian
IS 2848:2023 | INDUSTRIAL PLATINUM RESISTANCE THERMOMETERS AND PLATINUM TEMPERATURE SENSORS | ETD | IS/IEC 60068 (Part 2/Sec 6):2007 | Environmental Testing Part 2 Tests Section 6 Test Fc: Vibration sinusoidal | REFERENCED_UNKNOWN | Indian
IS 2848:2023 | INDUSTRIAL PLATINUM RESISTANCE THERMOMETERS AND PLATINUM TEMPERATURE SENSORS | ETD | IEC 61152:1992 | Dimensions of metal-sheathed thermometer elements | REFERENCED_UNKNOWN | International
IS 2848:2023 | INDUSTRIAL PLATINUM RESISTANCE THERMOMETERS AND PLATINUM TEMPERATURE SENSORS | ETD | IEC 61515:2016 | Mineral insulated metal-sheathed thermocouple cables and thermocouples | REFERENCED_UNKNOWN | International
IS 2848:2023 | INDUSTRIAL PLATINUM RESISTANCE THERMOMETERS AND PLATINUM TEMPERATURE SENSORS | ETD | IEC 60751:2022 | Industrial platinum resistance thermometers and platinum temperature sensors | REFERENCED_UNKNOWN | International
IS 2258:2023 | Rolled Zinc Plate, Sheet And Strip ? Specification(Third Revision) | MTD | IS 1387:1993 | General requirements for the supply of metallurgical materials (Second Revision) | COMPONENT_PRODUCT | Indian
IS 2258:2023 | Rolled Zinc Plate, Sheet And Strip ? Specification(Third Revision) | MTD | IS 1599:2023 | Metallic materials Bend test | TEST_METHOD | Indian
IS 2258:2023 | Rolled Zinc Plate, Sheet And Strip ? Specification(Third Revision) | MTD | IS 1817:1961 | Methods of sampling non - Ferrous metals for chemical analysis | TEST_METHOD | Indian
IS 2258:2023 | Rolled Zinc Plate, Sheet And Strip ? Specification(Third Revision) | MTD | IS 2600 (Part 1):1988 | Methods of chemical analysis of zinc and zinc base alloys for die castings: Part 1 determination of copper, iron, nickel, tin and thallium by spectrophotometric method (First Revision) | TEST_METHOD | Indian
IS 2258:2023 | Rolled Zinc Plate, Sheet And Strip ? Specification(Third Revision) | MTD | IS 2600 (Part 2):1988 | Methods of chemical analysis of zinc and zinc base alloys for die castings: Part 2 determination of copper, iron, lead and cadmium by atomic absorption spectrophotometric method (First Revision) | TEST_METHOD | Indian
IS 2258:2023 | Rolled Zinc Plate, Sheet And Strip ? Specification(Third Revision) | MTD | IS 406:1964 | Methods of chemical analysis of slab zinc (Spelter) (Revised) | TEST_METHOD | Indian
IS 2258:2023 | Rolled Zinc Plate, Sheet And Strip ? Specification(Third Revision) | MTD | IS 18456:2023 | Plastics Reinforcement Fibres Chopped Strands Determination of Bulk Density | REFERENCED_UNKNOWN | Indian
IS 1079:2017 | Hot rolled carbon steel sheet, plate and strip - Specification (Seventh Revision) | MTD | IS 1956 (Part 4):2013 | Glossary of terms relating to iron and steel: Part 4 flat products (Second Revision) | TERMINOLOGY | Indian
IS 1079:2017 | Hot rolled carbon steel sheet, plate and strip - Specification (Seventh Revision) | MTD | IS 1599:2023 | Metallic materials Bend test | TEST_METHOD | Indian
IS 1079:2017 | Hot rolled carbon steel sheet, plate and strip - Specification (Seventh Revision) | MTD | IS 1608:2005 | Mechanical testing of metals - Tensile Testing | TEST_METHOD | Indian
IS 1079:2017 | Hot rolled carbon steel sheet, plate and strip - Specification (Seventh Revision) | MTD | IS 1730:1989 | Steel Plates, Sheets Strips and Flats for Structural and General Engineering Purposes - Dimensions (Second Revision) | REFERENCED_UNKNOWN | Indian
IS 1079:2017 | Hot rolled carbon steel sheet, plate and strip - Specification (Seventh Revision) | MTD | IS 1852:1985 | Specification for rolling and cutting tolerances for hot - Rolled steel products (Fourth Revision) | COMPONENT_PRODUCT | Indian
IS 1079:2017 | Hot rolled carbon steel sheet, plate and strip - Specification (Seventh Revision) | MTD | IS 228 (Part 1):2025 | Methods for Chemical Analysis of Steels Part 1 Determination of Carbon by Volumetric Method (For Carbon 0.05 to 2.50 Percent) (Fourth Revision) | TEST_METHOD | Indian
IS 1079:2017 | Hot rolled carbon steel sheet, plate and strip - Specification (Seventh Revision) | MTD | IS 3803 (Part 1):2023 | Steel - Conversion of elongation values: Part 1 carbon and low alloy steels | REFERENCED_UNKNOWN | Indian
IS 1079:2017 | Hot rolled carbon steel sheet, plate and strip - Specification (Seventh Revision) | MTD | IS 8910:2022 | General technical delivery requirements for steel and steel products | COMPONENT_PRODUCT | Indian
IS 1079:2017 | Hot rolled carbon steel sheet, plate and strip - Specification (Seventh Revision) | MTD | IS/ISO 16160:2012 | Hot-rolled steel sheet products Dimensional and shape tolerances | REFERENCED_UNKNOWN | Indian
IS 1079:2017 | Hot rolled carbon steel sheet, plate and strip - Specification (Seventh Revision) | MTD | IS 10175:2018 | Metallic materials - Sheet and strip - Erichsen cupping test (Third Revision) | REFERENCED_UNKNOWN | Indian
IS 1079:2017 | Hot rolled carbon steel sheet, plate and strip - Specification (Seventh Revision) | MTD | ISO 16160:2005 |  | REFERENCED_UNKNOWN | International
IS 5986:2017 | Hot rolled steel sheet, plate and strip for forming and flanging purposes - Specification (Fourth Revision) | MTD | IS 1956 (Part 4):2013 | Glossary of terms relating to iron and steel: Part 4 flat products (Second Revision) | TERMINOLOGY | Indian
IS 5986:2017 | Hot rolled steel sheet, plate and strip for forming and flanging purposes - Specification (Fourth Revision) | MTD | IS 1599:2023 | Metallic materials Bend test | TEST_METHOD | Indian
IS 5986:2017 | Hot rolled steel sheet, plate and strip for forming and flanging purposes - Specification (Fourth Revision) | MTD | IS 1608:2005 | Mechanical testing of metals - Tensile Testing | TEST_METHOD | Indian
IS 5986:2017 | Hot rolled steel sheet, plate and strip for forming and flanging purposes - Specification (Fourth Revision) | MTD | IS 1730:1989 | Steel Plates, Sheets Strips and Flats for Structural and General Engineering Purposes - Dimensions (Second Revision) | REFERENCED_UNKNOWN | Indian
IS 5986:2017 | Hot rolled steel sheet, plate and strip for forming and flanging purposes - Specification (Fourth Revision) | MTD | IS 1757 (Part 1):2020 | Metallic Materials — Charpy Pendulum Impact Test Part 1 Test Method ( Fourth Revision ) | TEST_METHOD | Indian
IS 5986:2017 | Hot rolled steel sheet, plate and strip for forming and flanging purposes - Specification (Fourth Revision) | MTD | IS 1852:1985 | Specification for rolling and cutting tolerances for hot - Rolled steel products (Fourth Revision) | COMPONENT_PRODUCT | Indian
IS 5986:2017 | Hot rolled steel sheet, plate and strip for forming and flanging purposes - Specification (Fourth Revision) | MTD | IS 228 (Part 1):2025 | Methods for Chemical Analysis of Steels Part 1 Determination of Carbon by Volumetric Method (For Carbon 0.05 to 2.50 Percent) (Fourth Revision) | TEST_METHOD | Indian
IS 5986:2017 | Hot rolled steel sheet, plate and strip for forming and flanging purposes - Specification (Fourth Revision) | MTD | IS 3803 (Part 1):2023 | Steel - Conversion of elongation values: Part 1 carbon and low alloy steels | REFERENCED_UNKNOWN | Indian
IS 5986:2017 | Hot rolled steel sheet, plate and strip for forming and flanging purposes - Specification (Fourth Revision) | MTD | IS 8910:2022 | General technical delivery requirements for steel and steel products | COMPONENT_PRODUCT | Indian
IS 5986:2017 | Hot rolled steel sheet, plate and strip for forming and flanging purposes - Specification (Fourth Revision) | MTD | IS/ISO 16160:2012 | Hot-rolled steel sheet products Dimensional and shape tolerances | REFERENCED_UNKNOWN | Indian
IS 513 (Part 2):2016 | Cold reduced carbon steel sheet and strip: Part 2 high tensile and multi - Phase steel (Sixth Revision) | MTD | IS 1501 (Part 1):2025 | Metallic materials Vickers hardness test Part 1: Test method (Sixth Revision) | TEST_METHOD | Indian
IS 513 (Part 2):2016 | Cold reduced carbon steel sheet and strip: Part 2 high tensile and multi - Phase steel (Sixth Revision) | MTD | IS 1956 (Part 4):2013 | Glossary of terms relating to iron and steel: Part 4 flat products (Second Revision) | TERMINOLOGY | Indian
IS 513 (Part 2):2016 | Cold reduced carbon steel sheet and strip: Part 2 high tensile and multi - Phase steel (Sixth Revision) | MTD | IS 11999:2022 | METALLIC MATERIALS SHEET AND STRIP DETERMINATION OF PLASTIC STRAIN RATIO (Second Revision) | REFERENCED_UNKNOWN | Indian
IS 513 (Part 2):2016 | Cold reduced carbon steel sheet and strip: Part 2 high tensile and multi - Phase steel (Sixth Revision) | MTD | IS 15262:2002 | Geometrical product specifications (GPS) - surface texture: profile method - Terms, definitions and surface texture parameters | TERMINOLOGY | Indian
IS 513 (Part 2):2016 | Cold reduced carbon steel sheet and strip: Part 2 high tensile and multi - Phase steel (Sixth Revision) | MTD | IS 15756:2022 | Metallic materials - Sheet and strip - Determination of tensile strain hardening exponent | REFERENCED_UNKNOWN | Indian
IS 513 (Part 2):2016 | Cold reduced carbon steel sheet and strip: Part 2 high tensile and multi - Phase steel (Sixth Revision) | MTD | IS 1599:2023 | Metallic materials Bend test | TEST_METHOD | Indian
IS 513 (Part 2):2016 | Cold reduced carbon steel sheet and strip: Part 2 high tensile and multi - Phase steel (Sixth Revision) | MTD | IS 1608:2005 | Mechanical testing of metals - Tensile Testing | TEST_METHOD | Indian
IS 513 (Part 2):2016 | Cold reduced carbon steel sheet and strip: Part 2 high tensile and multi - Phase steel (Sixth Revision) | MTD | IS 228 (Part 1):2025 | Methods for Chemical Analysis of Steels Part 1 Determination of Carbon by Volumetric Method (For Carbon 0.05 to 2.50 Percent) (Fourth Revision) | TEST_METHOD | Indian
IS 513 (Part 2):2016 | Cold reduced carbon steel sheet and strip: Part 2 high tensile and multi - Phase steel (Sixth Revision) | MTD | IS 8910:2022 | General technical delivery requirements for steel and steel products | COMPONENT_PRODUCT | Indian
IS 513 (Part 2):2016 | Cold reduced carbon steel sheet and strip: Part 2 high tensile and multi - Phase steel (Sixth Revision) | MTD | IS/ISO 16162:2012 | Cold - Rolled steel sheet products - Dimensional and shape tolerances (First Revision) | REFERENCED_UNKNOWN | Indian
IS 513 (Part 2):2016 | Cold reduced carbon steel sheet and strip: Part 2 high tensile and multi - Phase steel (Sixth Revision) | MTD | IS 1586 (Part 1):2025 | Metallic materials Rockwell hardness testPart 1: Test method (Sixth Revision) | TEST_METHOD | Indian
IS 15961:2025 | Hot Dip Aluminium-Zinc Alloy Metallic Coated Steel Strip and Sheet - Specification (First Revision) | MTD | IS 1956 (Part 4):2013 | Glossary of terms relating to iron and steel: Part 4 flat products (Second Revision) | TERMINOLOGY | Indian
IS 15961:2025 | Hot Dip Aluminium-Zinc Alloy Metallic Coated Steel Strip and Sheet - Specification (First Revision) | MTD | IS 12860:1989 | Metallic coating thickness by X-ray fluorescence technique method - Determination | REFERENCED_UNKNOWN | Indian
IS 15961:2025 | Hot Dip Aluminium-Zinc Alloy Metallic Coated Steel Strip and Sheet - Specification (First Revision) | MTD | IS/ISO 16163:2012 | Continuously hot - Dipped coated steel sheet products - Dimensional and shape tolerances (First Revision) | REFERENCED_UNKNOWN | Indian
IS 15961:2025 | Hot Dip Aluminium-Zinc Alloy Metallic Coated Steel Strip and Sheet - Specification (First Revision) | MTD | IS 513 (Part 1):2016 | Cold reduced carbon steel sheet and strip: Part 1 cold forming and drawing purpose (Sixth Revision) | REFERENCED_UNKNOWN | Indian
IS 15961:2025 | Hot Dip Aluminium-Zinc Alloy Metallic Coated Steel Strip and Sheet - Specification (First Revision) | MTD | IS 513 (Part 2):2016 | Cold reduced carbon steel sheet and strip: Part 2 high tensile and multi - Phase steel (Sixth Revision) | REFERENCED_UNKNOWN | Indian
IS 15961:2025 | Hot Dip Aluminium-Zinc Alloy Metallic Coated Steel Strip and Sheet - Specification (First Revision) | MTD | IS 18215:2023 | Stainless Steel Neti Pot Specification | COMPONENT_PRODUCT | Indian
IS 15961:2025 | Hot Dip Aluminium-Zinc Alloy Metallic Coated Steel Strip and Sheet - Specification (First Revision) | MTD | IS 17895:2023 | Dentistry Vocabulary | TERMINOLOGY | Indian
IS 15961:2025 | Hot Dip Aluminium-Zinc Alloy Metallic Coated Steel Strip and Sheet - Specification (First Revision) | MTD | ISO 16163:2005 |  | REFERENCED_UNKNOWN | International
IS 1254:2025 | Corrugated Aluminium Sheet (Fifth Revision) | MTD | IS 10259:1982 | General condition of delivery and inspection of aluminium and aluminium alloy products | REFERENCED_UNKNOWN | Indian
IS 1254:2025 | Corrugated Aluminium Sheet (Fifth Revision) | MTD | IS 2676:1981 | Dimensions for wrought aluminium and aluminium alloys, sheet and strip (First Revision) | REFERENCED_UNKNOWN | Indian
IS 1254:2025 | Corrugated Aluminium Sheet (Fifth Revision) | MTD | IS 5052:2025 | Aluminium and its Alloys - Temper Designations (Second Revision) | REFERENCED_UNKNOWN | Indian
IS 513 (Part 1):2016 | Cold reduced carbon steel sheet and strip: Part 1 cold forming and drawing purpose (Sixth Revision) | MTD | IS 1501 (Part 1):2025 | Metallic materials Vickers hardness test Part 1: Test method (Sixth Revision) | TEST_METHOD | Indian
IS 513 (Part 1):2016 | Cold reduced carbon steel sheet and strip: Part 1 cold forming and drawing purpose (Sixth Revision) | MTD | IS 1956 (Part 4):2013 | Glossary of terms relating to iron and steel: Part 4 flat products (Second Revision) | TERMINOLOGY | Indian
IS 513 (Part 1):2016 | Cold reduced carbon steel sheet and strip: Part 1 cold forming and drawing purpose (Sixth Revision) | MTD | IS 11999:2022 | METALLIC MATERIALS SHEET AND STRIP DETERMINATION OF PLASTIC STRAIN RATIO (Second Revision) | REFERENCED_UNKNOWN | Indian
IS 513 (Part 1):2016 | Cold reduced carbon steel sheet and strip: Part 1 cold forming and drawing purpose (Sixth Revision) | MTD | IS 15262:2002 | Geometrical product specifications (GPS) - surface texture: profile method - Terms, definitions and surface texture parameters | TERMINOLOGY | Indian
IS 513 (Part 1):2016 | Cold reduced carbon steel sheet and strip: Part 1 cold forming and drawing purpose (Sixth Revision) | MTD | IS 15756:2022 | Metallic materials - Sheet and strip - Determination of tensile strain hardening exponent | REFERENCED_UNKNOWN | Indian
IS 513 (Part 1):2016 | Cold reduced carbon steel sheet and strip: Part 1 cold forming and drawing purpose (Sixth Revision) | MTD | IS 1599:2023 | Metallic materials Bend test | TEST_METHOD | Indian
IS 513 (Part 1):2016 | Cold reduced carbon steel sheet and strip: Part 1 cold forming and drawing purpose (Sixth Revision) | MTD | IS 1608:2005 | Mechanical testing of metals - Tensile Testing | TEST_METHOD | Indian
IS 513 (Part 1):2016 | Cold reduced carbon steel sheet and strip: Part 1 cold forming and drawing purpose (Sixth Revision) | MTD | IS 228 (Part 1):2025 | Methods for Chemical Analysis of Steels Part 1 Determination of Carbon by Volumetric Method (For Carbon 0.05 to 2.50 Percent) (Fourth Revision) | TEST_METHOD | Indian
IS 513 (Part 1):2016 | Cold reduced carbon steel sheet and strip: Part 1 cold forming and drawing purpose (Sixth Revision) | MTD | IS 8910:2022 | General technical delivery requirements for steel and steel products | COMPONENT_PRODUCT | Indian
IS 513 (Part 1):2016 | Cold reduced carbon steel sheet and strip: Part 1 cold forming and drawing purpose (Sixth Revision) | MTD | IS/ISO 16162:2012 | Cold - Rolled steel sheet products - Dimensional and shape tolerances (First Revision) | REFERENCED_UNKNOWN | Indian
IS 513 (Part 1):2016 | Cold reduced carbon steel sheet and strip: Part 1 cold forming and drawing purpose (Sixth Revision) | MTD | IS 10175:2018 | Metallic materials - Sheet and strip - Erichsen cupping test (Third Revision) | REFERENCED_UNKNOWN | Indian
IS 513 (Part 1):2016 | Cold reduced carbon steel sheet and strip: Part 1 cold forming and drawing purpose (Sixth Revision) | MTD | IS 1586 (Part 1):2025 | Metallic materials Rockwell hardness testPart 1: Test method (Sixth Revision) | TEST_METHOD | Indian
IS 1284:2024 | Wrought Aluminium Alloy Bolt and Screw Stock (for General Engineering Purposes) ? Specification ( Third Revision ) | MTD | IS 1387:1993 | General requirements for the supply of metallurgical materials (Second Revision) | COMPONENT_PRODUCT | Indian
IS 1284:2024 | Wrought Aluminium Alloy Bolt and Screw Stock (for General Engineering Purposes) ? Specification ( Third Revision ) | MTD | IS 3577:1992 | Wrought aluminium andits alloys rivet, bolt and screw stock - Dimensions and tolerances (First Revision) | REFERENCED_UNKNOWN | Indian
IS 1284:2024 | Wrought Aluminium Alloy Bolt and Screw Stock (for General Engineering Purposes) ? Specification ( Third Revision ) | MTD | IS 504 (Part 13 to 16):2003 | Chemical analysis of aluminium and its alloys parts 13 to 16 (Second Revision) | TEST_METHOD | Indian
IS 1284:2024 | Wrought Aluminium Alloy Bolt and Screw Stock (for General Engineering Purposes) ? Specification ( Third Revision ) | MTD | IS 504 (Part 1 To 12):2002 | Chemical analysis of aluminium and its alloys parts 1 to 12 (Second Revision) | TEST_METHOD | Indian
IS 1284:2024 | Wrought Aluminium Alloy Bolt and Screw Stock (for General Engineering Purposes) ? Specification ( Third Revision ) | MTD | IS 5052:2025 | Aluminium and its Alloys - Temper Designations (Second Revision) | REFERENCED_UNKNOWN | Indian
IS 1284:2024 | Wrought Aluminium Alloy Bolt and Screw Stock (for General Engineering Purposes) ? Specification ( Third Revision ) | MTD | IS 6051:1970 | Code for designation of aluminium and its alloys | REFERENCED_UNKNOWN | Indian
IS 1284:2024 | Wrought Aluminium Alloy Bolt and Screw Stock (for General Engineering Purposes) ? Specification ( Third Revision ) | MTD | IS 18215:2023 | Stainless Steel Neti Pot Specification | COMPONENT_PRODUCT | Indian
IS 6240:2008 | Hot rolled steel plate (Up To 6 Mm) sheet and strip for the manufacture of low pressure liquefiable gas cylinders (Fourth Revision) | MTD | IS 1956 (Part 4):2013 | Glossary of terms relating to iron and steel: Part 4 flat products (Second Revision) | TERMINOLOGY | Indian
IS 6240:2008 | Hot rolled steel plate (Up To 6 Mm) sheet and strip for the manufacture of low pressure liquefiable gas cylinders (Fourth Revision) | MTD | IS 10175 (Part 1):1993 | Mechanical testing of metals -Modified erichsen cupping test - sheet and strip Pt 1 Thickness upto 2 mm | TEST_METHOD | Indian
IS 6240:2008 | Hot rolled steel plate (Up To 6 Mm) sheet and strip for the manufacture of low pressure liquefiable gas cylinders (Fourth Revision) | MTD | IS 1599:2023 | Metallic materials Bend test | TEST_METHOD | Indian
IS 6240:2008 | Hot rolled steel plate (Up To 6 Mm) sheet and strip for the manufacture of low pressure liquefiable gas cylinders (Fourth Revision) | MTD | IS 1608:2005 | Mechanical testing of metals - Tensile Testing | TEST_METHOD | Indian
IS 6240:2008 | Hot rolled steel plate (Up To 6 Mm) sheet and strip for the manufacture of low pressure liquefiable gas cylinders (Fourth Revision) | MTD | IS 1730:1989 | Steel Plates, Sheets Strips and Flats for Structural and General Engineering Purposes - Dimensions (Second Revision) | REFERENCED_UNKNOWN | Indian
IS 6240:2008 | Hot rolled steel plate (Up To 6 Mm) sheet and strip for the manufacture of low pressure liquefiable gas cylinders (Fourth Revision) | MTD | IS 3803 (Part 1):2023 | Steel - Conversion of elongation values: Part 1 carbon and low alloy steels | REFERENCED_UNKNOWN | Indian
IS 6240:2008 | Hot rolled steel plate (Up To 6 Mm) sheet and strip for the manufacture of low pressure liquefiable gas cylinders (Fourth Revision) | MTD | IS 8910:2022 | General technical delivery requirements for steel and steel products | COMPONENT_PRODUCT | Indian
IS 6240:2008 | Hot rolled steel plate (Up To 6 Mm) sheet and strip for the manufacture of low pressure liquefiable gas cylinders (Fourth Revision) | MTD | IS 228:1959 | Methods of chemical analysis of pig iron, cast iron and plain carbon and low alloy steel | TEST_METHOD | Indian
IS 21:2025 | Wrought Aluminium and Aluminium Alloys for Manufacture of Utensils - Specification (Fifth Revision) | MTD | IS 10259:1982 | General condition of delivery and inspection of aluminium and aluminium alloy products | REFERENCED_UNKNOWN | Indian
IS 21:2025 | Wrought Aluminium and Aluminium Alloys for Manufacture of Utensils - Specification (Fifth Revision) | MTD | IS 2676:1981 | Dimensions for wrought aluminium and aluminium alloys, sheet and strip (First Revision) | REFERENCED_UNKNOWN | Indian
IS 21:2025 | Wrought Aluminium and Aluminium Alloys for Manufacture of Utensils - Specification (Fifth Revision) | MTD | IS 2677:1979 | Dimensions for wrought aluminium and aluminium alloys, plates and hot - Rolled sheets (First Revision) | REFERENCED_UNKNOWN | Indian
IS 21:2025 | Wrought Aluminium and Aluminium Alloys for Manufacture of Utensils - Specification (Fifth Revision) | MTD | IS 504 (Part 13 to 16):2003 | Chemical analysis of aluminium and its alloys parts 13 to 16 (Second Revision) | TEST_METHOD | Indian
IS 21:2025 | Wrought Aluminium and Aluminium Alloys for Manufacture of Utensils - Specification (Fifth Revision) | MTD | IS 504 (Part 1 To 12):2002 | Chemical analysis of aluminium and its alloys parts 1 to 12 (Second Revision) | TEST_METHOD | Indian
IS 1921:2025 | SOLDER WIRE - SOLID AND FLUX CORED - SPECIFICATION (THIRD REVISION) | MTD | IS 12305:2018 | Laboratory Sintered (Fritted) Filters, Porosity Grading, Classification and Designation (First Revision) | REFERENCED_UNKNOWN | Indian
IS 1921:2025 | SOLDER WIRE - SOLID AND FLUX CORED - SPECIFICATION (THIRD REVISION) | MTD | IS 1387:1993 | General requirements for the supply of metallurgical materials (Second Revision) | COMPONENT_PRODUCT | Indian
IS 1921:2025 | SOLDER WIRE - SOLID AND FLUX CORED - SPECIFICATION (THIRD REVISION) | MTD | IS 14811:2000 | Rolled copper plate, sheet, strip and foils for general engineering purposes - Specification | COMPONENT_PRODUCT | Indian
IS 1921:2025 | SOLDER WIRE - SOLID AND FLUX CORED - SPECIFICATION (THIRD REVISION) | MTD | IS 191:2007 | Copper - Specification (Fourth Revision) | COMPONENT_PRODUCT | Indian
IS 1921:2025 | SOLDER WIRE - SOLID AND FLUX CORED - SPECIFICATION (THIRD REVISION) | MTD | IS 2214:1977 | Specification for silver nitrate, pure and analytical reagent (First Revision) | COMPONENT_PRODUCT | Indian
IS 1921:2025 | SOLDER WIRE - SOLID AND FLUX CORED - SPECIFICATION (THIRD REVISION) | MTD | IS 2279:1980 | Specification for fine silver bar, sheet, wire, granules and token (First Revision) | COMPONENT_PRODUCT | Indian
IS 1921:2025 | SOLDER WIRE - SOLID AND FLUX CORED - SPECIFICATION (THIRD REVISION) | MTD | IS 553:1984 | Specification for rosin (Gum Rosin) (Second Revision) | COMPONENT_PRODUCT | Indian
IS 1921:2025 | SOLDER WIRE - SOLID AND FLUX CORED - SPECIFICATION (THIRD REVISION) | MTD | IS 6344:2006 | Cadmium metal - Specification (Second Revision) | COMPONENT_PRODUCT | Indian
IS 1921:2025 | SOLDER WIRE - SOLID AND FLUX CORED - SPECIFICATION (THIRD REVISION) | MTD | IS 9000 (Part 4):2020 | Environmental Testing Part 4 Tests - Test Cab: Damp Heat, Steady State ( Second Revision ) | REFERENCED_UNKNOWN | Indian
IS 1921:2025 | SOLDER WIRE - SOLID AND FLUX CORED - SPECIFICATION (THIRD REVISION) | MTD | IS 959:1994 | Specification for electric soldering irons (Third Revision) | COMPONENT_PRODUCT | Indian
IS 1921:2025 | SOLDER WIRE - SOLID AND FLUX CORED - SPECIFICATION (THIRD REVISION) | MTD | IS 998 (Part 1):1983 | Methods of chemical analysis of solders (Soft And Rosin - Cored): Part 1 determination of tin and antimony (First Revision) | TEST_METHOD | Indian
IS 1921:2025 | SOLDER WIRE - SOLID AND FLUX CORED - SPECIFICATION (THIRD REVISION) | MTD | IS 998 (Part 2):1983 | Methods of chemical analysis of solders (Soft And I&in Cored) determi tion of iron, copper and arsensc (First Revision) | TEST_METHOD | Indian
IS 1921:2025 | SOLDER WIRE - SOLID AND FLUX CORED - SPECIFICATION (THIRD REVISION) | MTD | IS 998 (Part 3):1983 | Methods of chemical analysis of solders (Soft And Rosin Cored): Part 3 determination of cadmium, zinc, aluminium, bismuth and nickel (First Revision) | TEST_METHOD | Indian
IS 1921:2025 | SOLDER WIRE - SOLID AND FLUX CORED - SPECIFICATION (THIRD REVISION) | MTD | IS 10175:2018 | Metallic materials - Sheet and strip - Erichsen cupping test (Third Revision) | REFERENCED_UNKNOWN | Indian
IS 1921:2025 | SOLDER WIRE - SOLID AND FLUX CORED - SPECIFICATION (THIRD REVISION) | MTD | IS 17278:2019 | Refined Gold and Silver Bars for Good Delivery — Specification | COMPONENT_PRODUCT | Indian
IS 1921:2025 | SOLDER WIRE - SOLID AND FLUX CORED - SPECIFICATION (THIRD REVISION) | MTD | IS 6994 (Part 5):2021 | Protection of Arms and Hands Part 5 Protective Gloves against Dangerous Chemicals and Micro-organisms - Terminology and performance requirements for micro-organisms risks | TERMINOLOGY | Indian
IS 1921:2025 | SOLDER WIRE - SOLID AND FLUX CORED - SPECIFICATION (THIRD REVISION) | MTD | IEC 61189 (Part 5/Sec 506):2019 |  | REFERENCED_UNKNOWN | International
IS 1921:2025 | SOLDER WIRE - SOLID AND FLUX CORED - SPECIFICATION (THIRD REVISION) | MTD | EN 14582:2016 |  | REFERENCED_UNKNOWN | International
IS 1068:2025 | Metallic and other inorganic coatings - Electrodeposited coatings of nickel, nickel plus chromium, copper plus nickel and of copper plus nickel plus chromium (Fourth Revision) | MTD | IS 14126:2019 | Metallic coatings - Measurement of coating thickness - Coulometric method by anodic dissolution (First Revision) | REFERENCED_UNKNOWN | Indian
IS 1068:2025 | Metallic and other inorganic coatings - Electrodeposited coatings of nickel, nickel plus chromium, copper plus nickel and of copper plus nickel plus chromium (Fourth Revision) | MTD | IS 14149:2008 | Metallic and non - Metallic coating - Measurement of thickness - Beta backscatter method (First Revision) | REFERENCED_UNKNOWN | Indian
IS 1068:2025 | Metallic and other inorganic coatings - Electrodeposited coatings of nickel, nickel plus chromium, copper plus nickel and of copper plus nickel plus chromium (Fourth Revision) | MTD | ISO 1463:2021 |  | REFERENCED_UNKNOWN | International
IS 1068:2025 | Metallic and other inorganic coatings - Electrodeposited coatings of nickel, nickel plus chromium, copper plus nickel and of copper plus nickel plus chromium (Fourth Revision) | MTD | ISO 2064:1996 |  | REFERENCED_UNKNOWN | International
IS 1068:2025 | Metallic and other inorganic coatings - Electrodeposited coatings of nickel, nickel plus chromium, copper plus nickel and of copper plus nickel plus chromium (Fourth Revision) | MTD | ISO 2080:2022 |  | REFERENCED_UNKNOWN | International
IS 1068:2025 | Metallic and other inorganic coatings - Electrodeposited coatings of nickel, nickel plus chromium, copper plus nickel and of copper plus nickel plus chromium (Fourth Revision) | MTD | ISO 2361:1982 |  | REFERENCED_UNKNOWN | International
IS 1068:2025 | Metallic and other inorganic coatings - Electrodeposited coatings of nickel, nickel plus chromium, copper plus nickel and of copper plus nickel plus chromium (Fourth Revision) | MTD | ISO 2819:2000 |  | REFERENCED_UNKNOWN | International
IS 1068:2025 | Metallic and other inorganic coatings - Electrodeposited coatings of nickel, nickel plus chromium, copper plus nickel and of copper plus nickel plus chromium (Fourth Revision) | MTD | ISO 3497:2000 |  | REFERENCED_UNKNOWN | International
IS 1068:2025 | Metallic and other inorganic coatings - Electrodeposited coatings of nickel, nickel plus chromium, copper plus nickel and of copper plus nickel plus chromium (Fourth Revision) | MTD | ISO 3882:2024 |  | REFERENCED_UNKNOWN | International
IS 1068:2025 | Metallic and other inorganic coatings - Electrodeposited coatings of nickel, nickel plus chromium, copper plus nickel and of copper plus nickel plus chromium (Fourth Revision) | MTD | ISO 4519:1980 |  | REFERENCED_UNKNOWN | International
IS 1068:2025 | Metallic and other inorganic coatings - Electrodeposited coatings of nickel, nickel plus chromium, copper plus nickel and of copper plus nickel plus chromium (Fourth Revision) | MTD | ISO 4541:1978 |  | REFERENCED_UNKNOWN | International
IS 1068:2025 | Metallic and other inorganic coatings - Electrodeposited coatings of nickel, nickel plus chromium, copper plus nickel and of copper plus nickel plus chromium (Fourth Revision) | MTD | ISO 9220:2022 |  | REFERENCED_UNKNOWN | International
IS 1068:2025 | Metallic and other inorganic coatings - Electrodeposited coatings of nickel, nickel plus chromium, copper plus nickel and of copper plus nickel plus chromium (Fourth Revision) | MTD | ISO 10289:1999 |  | REFERENCED_UNKNOWN | International
IS 1068:2025 | Metallic and other inorganic coatings - Electrodeposited coatings of nickel, nickel plus chromium, copper plus nickel and of copper plus nickel plus chromium (Fourth Revision) | MTD | ISO 10587:2000 |  | REFERENCED_UNKNOWN | International
IS 1068:2025 | Metallic and other inorganic coatings - Electrodeposited coatings of nickel, nickel plus chromium, copper plus nickel and of copper plus nickel plus chromium (Fourth Revision) | MTD | ISO 15724:2001 |  | REFERENCED_UNKNOWN | International
IS 1068:2025 | Metallic and other inorganic coatings - Electrodeposited coatings of nickel, nickel plus chromium, copper plus nickel and of copper plus nickel plus chromium (Fourth Revision) | MTD | ISO 16348:2003 |  | REFERENCED_UNKNOWN | International
IS 1068:2025 | Metallic and other inorganic coatings - Electrodeposited coatings of nickel, nickel plus chromium, copper plus nickel and of copper plus nickel plus chromium (Fourth Revision) | MTD | ISO 27831 (Part 2):2008 |  | REFERENCED_UNKNOWN | International
IS 2002:2024 | Steel Plate for Pressure Vessel for Intermediate and High Temperature Service Including Boilers — Specification (Fourth Revision) | MTD | IS 11630:2005 | Method for ultrasonic testing of steel plates for pressure vessels and special applications (First Revision) | TEST_METHOD | Indian
IS 2002:2024 | Steel Plate for Pressure Vessel for Intermediate and High Temperature Service Including Boilers — Specification (Fourth Revision) | MTD | IS 12457:1988 | Code of practice for evaluation, repairs and acceptance limits of surface defects in steel plates and wide flats | INSTALLATION_CODE | Indian
IS 2002:2024 | Steel Plate for Pressure Vessel for Intermediate and High Temperature Service Including Boilers — Specification (Fourth Revision) | MTD | IS 1852:1985 | Specification for rolling and cutting tolerances for hot - Rolled steel products (Fourth Revision) | COMPONENT_PRODUCT | Indian
IS 2002:2024 | Steel Plate for Pressure Vessel for Intermediate and High Temperature Service Including Boilers — Specification (Fourth Revision) | MTD | IS 228 (Part 1):2025 | Methods for Chemical Analysis of Steels Part 1 Determination of Carbon by Volumetric Method (For Carbon 0.05 to 2.50 Percent) (Fourth Revision) | TEST_METHOD | Indian
IS 2002:2024 | Steel Plate for Pressure Vessel for Intermediate and High Temperature Service Including Boilers — Specification (Fourth Revision) | MTD | IS 8811:1998 | Method for emission spectrometric analysis of plain carbon and low alloy steels point to plane technique (First Revision) | REFERENCED_UNKNOWN | Indian
IS 2002:2024 | Steel Plate for Pressure Vessel for Intermediate and High Temperature Service Including Boilers — Specification (Fourth Revision) | MTD | IS 16998:2018 | Hot - Rolled steel plates - Tolerances on dimensions and shape | REFERENCED_UNKNOWN | Indian
IS 2002:2024 | Steel Plate for Pressure Vessel for Intermediate and High Temperature Service Including Boilers — Specification (Fourth Revision) | MTD | IS 1608 (Part 2):2020 | Metallic Materials - Tensile Testing Part 2 Method of Test at Elevated Temperature ( Fourth Revision ) | TEST_METHOD | Indian
IS 2002:2024 | Steel Plate for Pressure Vessel for Intermediate and High Temperature Service Including Boilers — Specification (Fourth Revision) | MTD | IS 17550 (Part 1):2024 | Household Refrigerating Appliances - Characteristics and Test Methods Part 1 General Requirements (First Revision) | TEST_METHOD | Indian
IS 2002:2024 | Steel Plate for Pressure Vessel for Intermediate and High Temperature Service Including Boilers — Specification (Fourth Revision) | MTD | IS 3495 (Part 6):2022 | Methods of tests of burnt clay building bricks: Part 6 Determination of modulus of rupture | TEST_METHOD | Indian
IS 2002:2024 | Steel Plate for Pressure Vessel for Intermediate and High Temperature Service Including Boilers — Specification (Fourth Revision) | MTD | IS 18215:2023 | Stainless Steel Neti Pot Specification | COMPONENT_PRODUCT | Indian
IS 2002:2024 | Steel Plate for Pressure Vessel for Intermediate and High Temperature Service Including Boilers — Specification (Fourth Revision) | MTD | IS 17895:2023 | Dentistry Vocabulary | TERMINOLOGY | Indian
IS 2002:2024 | Steel Plate for Pressure Vessel for Intermediate and High Temperature Service Including Boilers — Specification (Fourth Revision) | MTD | IS 18292 (Part 4):2024 | Intravascular Catheters - Sterile and Single-Use Catheters Part 4 Balloon Dilatation Catheters (First Revision) | REFERENCED_UNKNOWN | Indian
IS 2002:2024 | Steel Plate for Pressure Vessel for Intermediate and High Temperature Service Including Boilers — Specification (Fourth Revision) | MTD | ISO 7778:2014 |  | REFERENCED_UNKNOWN | International
IS 617:2024 | Aluminium and Aluminium Alloys Ingots for Remelting and Castings for General Engineering Purposes — Specification (Fourth Revision) | MTD | IS 1500 (Part 1):2019 | Metallic materials - Brinell hardness test: Part 1 test method (Fifth Revision) | TEST_METHOD | Indian
IS 617:2024 | Aluminium and Aluminium Alloys Ingots for Remelting and Castings for General Engineering Purposes — Specification (Fourth Revision) | MTD | IS 10259:1982 | General condition of delivery and inspection of aluminium and aluminium alloy products | REFERENCED_UNKNOWN | Indian
IS 617:2024 | Aluminium and Aluminium Alloys Ingots for Remelting and Castings for General Engineering Purposes — Specification (Fourth Revision) | MTD | IS 2479:1981 | Colour code for identification of aluminium and aluminium alloys for general engineering purposes (Second Revision) | REFERENCED_UNKNOWN | Indian
IS 617:2024 | Aluminium and Aluminium Alloys Ingots for Remelting and Castings for General Engineering Purposes — Specification (Fourth Revision) | MTD | IS 3658:1999 | Code of practice for liquid penetrant flaw detection (Second Revision) | INSTALLATION_CODE | Indian
IS 617:2024 | Aluminium and Aluminium Alloys Ingots for Remelting and Castings for General Engineering Purposes — Specification (Fourth Revision) | MTD | IS 504 (Part 13 to 16):2003 | Chemical analysis of aluminium and its alloys parts 13 to 16 (Second Revision) | TEST_METHOD | Indian
IS 617:2024 | Aluminium and Aluminium Alloys Ingots for Remelting and Castings for General Engineering Purposes — Specification (Fourth Revision) | MTD | IS 504 (Part 1 To 12):2002 | Chemical analysis of aluminium and its alloys parts 1 to 12 (Second Revision) | TEST_METHOD | Indian
IS 617:2024 | Aluminium and Aluminium Alloys Ingots for Remelting and Castings for General Engineering Purposes — Specification (Fourth Revision) | MTD | IS 5047 (Part 1):1986 | Glossary of terms relating to aluminium and aluminium alloys: Part 1 unwrought and wrought metals (Second Revision) | TERMINOLOGY | Indian
IS 617:2024 | Aluminium and Aluminium Alloys Ingots for Remelting and Castings for General Engineering Purposes — Specification (Fourth Revision) | MTD | IS 18215:2023 | Stainless Steel Neti Pot Specification | COMPONENT_PRODUCT | Indian
IS 209:2024 | Refined Zinc - Specification (Fifth Revision) | MTD | IS 1387:1993 | General requirements for the supply of metallurgical materials (Second Revision) | COMPONENT_PRODUCT | Indian
IS 209:2024 | Refined Zinc - Specification (Fifth Revision) | MTD | IS 1817:1961 | Methods of sampling non - Ferrous metals for chemical analysis | TEST_METHOD | Indian
IS 209:2024 | Refined Zinc - Specification (Fifth Revision) | MTD | IS 2600 (Part 1):1988 | Methods of chemical analysis of zinc and zinc base alloys for die castings: Part 1 determination of copper, iron, nickel, tin and thallium by spectrophotometric method (First Revision) | TEST_METHOD | Indian
IS 209:2024 | Refined Zinc - Specification (Fifth Revision) | MTD | IS 2600 (Part 2):1988 | Methods of chemical analysis of zinc and zinc base alloys for die castings: Part 2 determination of copper, iron, lead and cadmium by atomic absorption spectrophotometric method (First Revision) | TEST_METHOD | Indian
IS 209:2024 | Refined Zinc - Specification (Fifth Revision) | MTD | IS 406:1964 | Methods of chemical analysis of slab zinc (Spelter) (Revised) | TEST_METHOD | Indian
IS 209:2024 | Refined Zinc - Specification (Fifth Revision) | MTD | IS 16707:2018 | Carbosulfan granules - Specification | COMPONENT_PRODUCT | Indian
IS 209:2024 | Refined Zinc - Specification (Fifth Revision) | MTD | IS 18456:2023 | Plastics Reinforcement Fibres Chopped Strands Determination of Bulk Density | REFERENCED_UNKNOWN | Indian
IS 209:2024 | Refined Zinc - Specification (Fifth Revision) | MTD | IS 18457:2023 | Plastics Glass-Fibre-Reinforced Products Determination of Fibre Length | REFERENCED_UNKNOWN | Indian
IS 209:2024 | Refined Zinc - Specification (Fifth Revision) | MTD | IS 18475:2023 | Power Quality Measurement Monitoring Methods | REFERENCED_UNKNOWN | Indian
IS 9997:2023 | ALUMINIUM ALLOY REDRAW RODS FOR ELECTRICAL PURPOSES - SPECIFICATION | MTD | IS 10259:1982 | General condition of delivery and inspection of aluminium and aluminium alloy products | REFERENCED_UNKNOWN | Indian
IS 9997:2023 | ALUMINIUM ALLOY REDRAW RODS FOR ELECTRICAL PURPOSES - SPECIFICATION | MTD | IS 3635:1966 | Methods of test for resistance of metallic electrical resistance material | TEST_METHOD | Indian
IS 9997:2023 | ALUMINIUM ALLOY REDRAW RODS FOR ELECTRICAL PURPOSES - SPECIFICATION | MTD | IS 504 (Part 13 to 16):2003 | Chemical analysis of aluminium and its alloys parts 13 to 16 (Second Revision) | TEST_METHOD | Indian
IS 9997:2023 | ALUMINIUM ALLOY REDRAW RODS FOR ELECTRICAL PURPOSES - SPECIFICATION | MTD | IS 504 (Part 1 To 12):2002 | Chemical analysis of aluminium and its alloys parts 1 to 12 (Second Revision) | TEST_METHOD | Indian
IS 9997:2023 | ALUMINIUM ALLOY REDRAW RODS FOR ELECTRICAL PURPOSES - SPECIFICATION | MTD | IS 5047 (Part 1):1986 | Glossary of terms relating to aluminium and aluminium alloys: Part 1 unwrought and wrought metals (Second Revision) | TERMINOLOGY | Indian
IS 9997:2023 | ALUMINIUM ALLOY REDRAW RODS FOR ELECTRICAL PURPOSES - SPECIFICATION | MTD | IS 5052:2025 | Aluminium and its Alloys - Temper Designations (Second Revision) | REFERENCED_UNKNOWN | Indian
IS 9997:2023 | ALUMINIUM ALLOY REDRAW RODS FOR ELECTRICAL PURPOSES - SPECIFICATION | MTD | IS 5047 (Part 2):1979 | Glossary of terms relating to aluminium aluminium alloys and: Part 2 plant and operations, thermal treatment, control and testing, finishing | TERMINOLOGY | Indian
IS 9997:2023 | ALUMINIUM ALLOY REDRAW RODS FOR ELECTRICAL PURPOSES - SPECIFICATION | MTD | IS 5047 (Part 3):1979 | Glossary of terms relating to aluminium and aluminium alloys: Part 3 geometrical properties and tolerance, structural and surface defects | TERMINOLOGY | Indian
IS 9997:2023 | ALUMINIUM ALLOY REDRAW RODS FOR ELECTRICAL PURPOSES - SPECIFICATION | MTD | IS 18215:2023 | Stainless Steel Neti Pot Specification | COMPONENT_PRODUCT | Indian
IS 4026:2023 | ALUMINIUM INGOTS BILLETS AND WIRE BARS EC GRADE | MTD | IS 10259:1982 | General condition of delivery and inspection of aluminium and aluminium alloy products | REFERENCED_UNKNOWN | Indian
IS 4026:2023 | ALUMINIUM INGOTS BILLETS AND WIRE BARS EC GRADE | MTD | IS 504 (Part 1 To 12):2002 | Chemical analysis of aluminium and its alloys parts 1 to 12 (Second Revision) | TEST_METHOD | Indian
IS 4026:2023 | ALUMINIUM INGOTS BILLETS AND WIRE BARS EC GRADE | MTD | IS 5047 (Part 1):1986 | Glossary of terms relating to aluminium and aluminium alloys: Part 1 unwrought and wrought metals (Second Revision) | TERMINOLOGY | Indian
IS 12871:2022 | COPPER LEAD ZINC AND NICKEL CONCENTRATES SAMPLING PROCEDURES FOR DETERMINATION OF METAL AND MOISTURE CONTENT (Second Revision) | MTD | ISO 10251:2006 |  | REFERENCED_UNKNOWN | International
IS 12871:2022 | COPPER LEAD ZINC AND NICKEL CONCENTRATES SAMPLING PROCEDURES FOR DETERMINATION OF METAL AND MOISTURE CONTENT (Second Revision) | MTD | ISO 12744:2006 |  | REFERENCED_UNKNOWN | International
IS 12871:2022 | COPPER LEAD ZINC AND NICKEL CONCENTRATES SAMPLING PROCEDURES FOR DETERMINATION OF METAL AND MOISTURE CONTENT (Second Revision) | MTD | ISO 13292:2006 |  | REFERENCED_UNKNOWN | International
IS 277:2018 | Galvanized steel strips and sheets (Plain And Corrugated) - Specification (Seventh Revision) | MTD | IS 16089:2013 | Jute agro-textile – Sapling bags for growth of seedling/ sapling – Specification | TEST_METHOD | Indian
IS 277:2018 | Galvanized steel strips and sheets (Plain And Corrugated) - Specification (Seventh Revision) | MTD | IS 1956 (Part 4):2013 | Glossary of terms relating to iron and steel: Part 4 flat products (Second Revision) | TERMINOLOGY | Indian
IS 277:2018 | Galvanized steel strips and sheets (Plain And Corrugated) - Specification (Seventh Revision) | MTD | IS 1079:2009 | Hot Rolled Carbon Steel Sheet and Strip | REFERENCED_UNKNOWN | Indian
IS 277:2018 | Galvanized steel strips and sheets (Plain And Corrugated) - Specification (Seventh Revision) | MTD | IS 13229:1991 | Zinc for galvanizing - Specification | COMPONENT_PRODUCT | Indian
IS 277:2018 | Galvanized steel strips and sheets (Plain And Corrugated) - Specification (Seventh Revision) | MTD | IS 209:2024 | Refined Zinc - Specification (Fifth Revision) | COMPONENT_PRODUCT | Indian
IS 277:2018 | Galvanized steel strips and sheets (Plain And Corrugated) - Specification (Seventh Revision) | MTD | IS 228 (Part 1):2025 | Methods for Chemical Analysis of Steels Part 1 Determination of Carbon by Volumetric Method (For Carbon 0.05 to 2.50 Percent) (Fourth Revision) | TEST_METHOD | Indian
IS 277:2018 | Galvanized steel strips and sheets (Plain And Corrugated) - Specification (Seventh Revision) | MTD | IS 2629 (Part 1):2025 | Process, Design, Testing and Application of Hot Dip Galvanizing of Iron and Steel - Code of Practice Part 1 Batch Process ( Second Revision ) | INSTALLATION_CODE | Indian
IS 277:2018 | Galvanized steel strips and sheets (Plain And Corrugated) - Specification (Seventh Revision) | MTD | IS 6745:1972 | Methods for determination of mass of zinc coating on zinc coated iron and steel articles | REFERENCED_UNKNOWN | Indian
IS 277:2018 | Galvanized steel strips and sheets (Plain And Corrugated) - Specification (Seventh Revision) | MTD | IS 875 (Part 2):1987 | Code of practice for design loads (Other Than Earthquake) for buildings and structures: Part 2 imposed loads (Second Revision) | INSTALLATION_CODE | Indian
IS 277:2018 | Galvanized steel strips and sheets (Plain And Corrugated) - Specification (Seventh Revision) | MTD | IS 8811:1998 | Method for emission spectrometric analysis of plain carbon and low alloy steels point to plane technique (First Revision) | REFERENCED_UNKNOWN | Indian
IS 277:2018 | Galvanized steel strips and sheets (Plain And Corrugated) - Specification (Seventh Revision) | MTD | IS 8910:2022 | General technical delivery requirements for steel and steel products | COMPONENT_PRODUCT | Indian
IS 277:2018 | Galvanized steel strips and sheets (Plain And Corrugated) - Specification (Seventh Revision) | MTD | IS/ISO 16163:2012 | Continuously hot - Dipped coated steel sheet products - Dimensional and shape tolerances (First Revision) | REFERENCED_UNKNOWN | Indian
IS 3436:1978 | Specification for aluminium - Clad aluminium alloy sheet and strip for aircraft purposes (Alloy 24345) (First Revision) | MTD | IS 202:1981 | Specification for aluminium casting alloy ingots and castings for aircraft purposes (Third Revision) | COMPONENT_PRODUCT | Indian
IS 3436:1978 | Specification for aluminium - Clad aluminium alloy sheet and strip for aircraft purposes (Alloy 24345) (First Revision) | MTD | IS 23:1980 | Specification for primary aluminium ingots for remelting for aircraft purposes (Third Revision) | COMPONENT_PRODUCT | Indian
IS 3436:1978 | Specification for aluminium - Clad aluminium alloy sheet and strip for aircraft purposes (Alloy 24345) (First Revision) | MTD | IS 2304:1962 | Procedure for inspection and testing of light metals (Aluminium And Magnesium) and their alloy ingots and castings for aircraft purposes | TEST_METHOD | Indian
IS 3436:1978 | Specification for aluminium - Clad aluminium alloy sheet and strip for aircraft purposes (Alloy 24345) (First Revision) | MTD | IS 3420:1976 | Procedure for inspection and testing of aluminium and aluminium alloy sheets and strips l?or aircraft purposes (First Revision) | TEST_METHOD | Indian
IS 3436:1978 | Specification for aluminium - Clad aluminium alloy sheet and strip for aircraft purposes (Alloy 24345) (First Revision) | MTD | IS 3436:1978 | Specification for aluminium - Clad aluminium alloy sheet and strip for aircraft purposes (Alloy 24345) (First Revision) | COMPONENT_PRODUCT | Indian
IS 3436:1978 | Specification for aluminium - Clad aluminium alloy sheet and strip for aircraft purposes (Alloy 24345) (First Revision) | MTD | IS 7428:1974 | Specification for aluminium alloy extruded bars, rods and sections for aircraft purposes (Alloy No. 24345) | COMPONENT_PRODUCT | Indian
IS 3436:1978 | Specification for aluminium - Clad aluminium alloy sheet and strip for aircraft purposes (Alloy 24345) (First Revision) | MTD | IS 7429:1974 | Procedure for inspection and testing of aluminium and aluminium alloy extruded bars, rods and sections (For Aircraft Purposes) | TEST_METHOD | Indian
IS 3436:1978 | Specification for aluminium - Clad aluminium alloy sheet and strip for aircraft purposes (Alloy 24345) (First Revision) | MTD | IS 7670:2002 | Aluminium alloy forging stock and forgings (for parts operated at elevated temperatures) for aerospace applications (Alloy 22588) - specification (First Revision) | COMPONENT_PRODUCT | Indian
IS 3436:1978 | Specification for aluminium - Clad aluminium alloy sheet and strip for aircraft purposes (Alloy 24345) (First Revision) | MTD | IS 7674:1975 | Procedure for inspection and testing of aluminium alloy forging stock and forgings for aircraft purposes | TEST_METHOD | Indian
IS 3436:1978 | Specification for aluminium - Clad aluminium alloy sheet and strip for aircraft purposes (Alloy 24345) (First Revision) | MTD | IS 7882:1975 | Specification for aluminium sheet and strip for aircraft purposes (Alloy 19000) | COMPONENT_PRODUCT | Indian
IS 3436:1978 | Specification for aluminium - Clad aluminium alloy sheet and strip for aircraft purposes (Alloy 24345) (First Revision) | MTD | IS 7883:1975 | Specification for aluminium - Manganese alloy sheet and strip for aircraft purposes (Alloy No. 31000) | COMPONENT_PRODUCT | Indian
IS 3436:1978 | Specification for aluminium - Clad aluminium alloy sheet and strip for aircraft purposes (Alloy 24345) (First Revision) | MTD | IS 7902:2001 | Aluminium alloy forging stock and forgings (Alloy 24345) for aerospace applications - Specification (First Revision) | COMPONENT_PRODUCT | Indian
IS 3436:1978 | Specification for aluminium - Clad aluminium alloy sheet and strip for aircraft purposes (Alloy 24345) (First Revision) | MTD | IS 8474:1977 | Procedure for inspection and testing of aluminium and aluminium alloy wires (For Rivets) for aircraft purposes | TEST_METHOD | Indian
IS 3436:1978 | Specification for aluminium - Clad aluminium alloy sheet and strip for aircraft purposes (Alloy 24345) (First Revision) | MTD | IS 8513:1977 | Specification for aluminium alloy wire for cold forged rivets for aircraft purposes (Alloy 55000) | COMPONENT_PRODUCT | Indian
IS 3436:1978 | Specification for aluminium - Clad aluminium alloy sheet and strip for aircraft purposes (Alloy 24345) (First Revision) | MTD | IS 8514:1977 | Specification for aluminium alloy wire for cold forged rivets for aircraft purposes (Alloy 24530) | COMPONENT_PRODUCT | Indian
IS 3436:1978 | Specification for aluminium - Clad aluminium alloy sheet and strip for aircraft purposes (Alloy 24345) (First Revision) | MTD | IS 8515:1977 | Specification for aluminium wire for cold forged rivets for aircraft purposes (Alloy 19500) | COMPONENT_PRODUCT | Indian
IS 3436:1978 | Specification for aluminium - Clad aluminium alloy sheet and strip for aircraft purposes (Alloy 24345) (First Revision) | MTD | IS 8560:1977 | Specification for aluminium clad aluminium alloy sheet and strip for aircraft purposes (Alloy 24530) | COMPONENT_PRODUCT | Indian
IS 3436:1978 | Specification for aluminium - Clad aluminium alloy sheet and strip for aircraft purposes (Alloy 24345) (First Revision) | MTD | IS 3435:1968 | 99 percent secondary aluminium notched bars and ingots for remelting for aircraft purposes | REFERENCED_UNKNOWN | Indian
IS 3436:1978 | Specification for aluminium - Clad aluminium alloy sheet and strip for aircraft purposes (Alloy 24345) (First Revision) | MTD | IS 5902:1970 | Aluminium and aluminium alloy rivet stock for cold forged rivets for aircraft purposes (SEE IS 8513, IS 8514, IS 8515, IS 8956, IS 8937 and 9387) | REFERENCED_UNKNOWN | Indian
IS 6912:2025 | Copper and Copper Alloys Forging Stock and Forging - Specification ( Third Revision ) | MTD | IS 1387:1993 | General requirements for the supply of metallurgical materials (Second Revision) | COMPONENT_PRODUCT | Indian
IS 6912:2025 | Copper and Copper Alloys Forging Stock and Forging - Specification ( Third Revision ) | MTD | IS 2305:1988 | Method for mercurous nitrate test for copper and copper alloys (First Revision) | REFERENCED_UNKNOWN | Indian
IS 6912:2025 | Copper and Copper Alloys Forging Stock and Forging - Specification ( Third Revision ) | MTD | IS 2826:1986 | Dimensions and tolerances for copper and copper alloy rods and bars for general engineering purposes (Third Revision) | REFERENCED_UNKNOWN | Indian
IS 6912:2025 | Copper and Copper Alloys Forging Stock and Forging - Specification ( Third Revision ) | MTD | IS 3187:1965 | Methods of chemical analysis of Copper - Nickel - Zinc alloys | TEST_METHOD | Indian
IS 6912:2025 | Copper and Copper Alloys Forging Stock and Forging - Specification ( Third Revision ) | MTD | IS 3288 (Part 1):1986 | Glossary of terms relating to copper and copper alloys: Part 1 materials (Third Revision) | TERMINOLOGY | Indian
IS 6912:2025 | Copper and Copper Alloys Forging Stock and Forging - Specification ( Third Revision ) | MTD | IS 3685:1966 | Methods of chemical analysis of brasses | TEST_METHOD | Indian
IS 6912:2025 | Copper and Copper Alloys Forging Stock and Forging - Specification ( Third Revision ) | MTD | IS 4027 (Part 1):2025 | Methods for Chemical Analysis of Bronzes Part 1 Determination of Copper and Lead by Electrolytic Method (Second Revision) | TEST_METHOD | Indian
IS 6912:2025 | Copper and Copper Alloys Forging Stock and Forging - Specification ( Third Revision ) | MTD | IS 4027 (Part 10):2000 | Chemical analysis of bronzes - Methods: Part 10 determination of silicon (First Revision) | TEST_METHOD | Indian
IS 6912:2025 | Copper and Copper Alloys Forging Stock and Forging - Specification ( Third Revision ) | MTD | IS 4027 (Part 11):2000 | Chemical analysis of bronzes - Methods: Part 11 determination of lead - Ethylenediamine tetraacetic acid (Edta) - Titrimetric - method (First Revision) | TEST_METHOD | Indian
IS 6912:2025 | Copper and Copper Alloys Forging Stock and Forging - Specification ( Third Revision ) | MTD | IS 4027 (Part 3):2025 | Methods for Chemical Analysis of Bronzes Part 3 Determination of Phosphorus by Volumetric Method (Second Revision) | TEST_METHOD | Indian
IS 6912:2025 | Copper and Copper Alloys Forging Stock and Forging - Specification ( Third Revision ) | MTD | IS 4027 (Part 4):2025 | Methods for Chemical Analysis of Bronzes Part 4 Determination of Nickel by Dimethylglyoxime Photometric Method (Second Revision) | TEST_METHOD | Indian
IS 6912:2025 | Copper and Copper Alloys Forging Stock and Forging - Specification ( Third Revision ) | MTD | IS 4027 (Part 5):2025 | Methods for Chemical Analysis of Bronzes Part 5 Determination of Tin by Iodimetric Method (second revision) | TEST_METHOD | Indian
IS 6912:2025 | Copper and Copper Alloys Forging Stock and Forging - Specification ( Third Revision ) | MTD | IS 4027 (Part 6):2025 | Methods for Chemical Analysis of Bronzes Part 6 Determination of Zinc by Complexometric EDTA Method (Second Revision) | TEST_METHOD | Indian
IS 6912:2025 | Copper and Copper Alloys Forging Stock and Forging - Specification ( Third Revision ) | MTD | IS 4027 (Part 7):2025 | Methods of Chemical Analysis of Bronzes Part 7 Determination of Antimony by Rhodamine B Spectrophotometric Method (Second Revision) | TEST_METHOD | Indian
IS 6912:2025 | Copper and Copper Alloys Forging Stock and Forging - Specification ( Third Revision ) | MTD | IS 4027 (Part 8):2025 | Methods for Chemical Analysis of Bronzes Part 8 Determination of Iron (Second Revision) | TEST_METHOD | Indian
IS 6912:2025 | Copper and Copper Alloys Forging Stock and Forging - Specification ( Third Revision ) | MTD | IS 4027 (Part 9):2025 | Methods for Chemical Analysis of Bronzes Part 9 Determination of Aluminium by Atomic Absorption Spectrometric Method (Second Revision) | TEST_METHOD | Indian
IS 6912:2025 | Copper and Copper Alloys Forging Stock and Forging - Specification ( Third Revision ) | MTD | IS 440:2025 | Methods of Chemical Analysis of Copper (Second Revision) | TEST_METHOD | Indian
IS 6912:2025 | Copper and Copper Alloys Forging Stock and Forging - Specification ( Third Revision ) | MTD | IS 18215:2023 | Stainless Steel Neti Pot Specification | COMPONENT_PRODUCT | Indian
IS 8362:2025 | Copper and Copper Alloy Rolled Plates for Condensers and Heat Exchangers - Specification ( First Revision ) | MTD | IS 1387:1993 | General requirements for the supply of metallurgical materials (Second Revision) | COMPONENT_PRODUCT | Indian
IS 8362:2025 | Copper and Copper Alloy Rolled Plates for Condensers and Heat Exchangers - Specification ( First Revision ) | MTD | IS 1817:1961 | Methods of sampling non - Ferrous metals for chemical analysis | TEST_METHOD | Indian
IS 8362:2025 | Copper and Copper Alloy Rolled Plates for Condensers and Heat Exchangers - Specification ( First Revision ) | MTD | IS 3187:1965 | Methods of chemical analysis of Copper - Nickel - Zinc alloys | TEST_METHOD | Indian
IS 8362:2025 | Copper and Copper Alloy Rolled Plates for Condensers and Heat Exchangers - Specification ( First Revision ) | MTD | IS 3288 (Part 1):1986 | Glossary of terms relating to copper and copper alloys: Part 1 materials (Third Revision) | TERMINOLOGY | Indian
IS 8362:2025 | Copper and Copper Alloy Rolled Plates for Condensers and Heat Exchangers - Specification ( First Revision ) | MTD | IS 3685:1966 | Methods of chemical analysis of brasses | TEST_METHOD | Indian
IS 8362:2025 | Copper and Copper Alloy Rolled Plates for Condensers and Heat Exchangers - Specification ( First Revision ) | MTD | IS 4027 (Part 1):2025 | Methods for Chemical Analysis of Bronzes Part 1 Determination of Copper and Lead by Electrolytic Method (Second Revision) | TEST_METHOD | Indian
IS 8362:2025 | Copper and Copper Alloy Rolled Plates for Condensers and Heat Exchangers - Specification ( First Revision ) | MTD | IS 4027 (Part 10):2000 | Chemical analysis of bronzes - Methods: Part 10 determination of silicon (First Revision) | TEST_METHOD | Indian
IS 8362:2025 | Copper and Copper Alloy Rolled Plates for Condensers and Heat Exchangers - Specification ( First Revision ) | MTD | IS 4027 (Part 11):2000 | Chemical analysis of bronzes - Methods: Part 11 determination of lead - Ethylenediamine tetraacetic acid (Edta) - Titrimetric - method (First Revision) | TEST_METHOD | Indian
IS 8362:2025 | Copper and Copper Alloy Rolled Plates for Condensers and Heat Exchangers - Specification ( First Revision ) | MTD | IS 4027 (Part 3):2025 | Methods for Chemical Analysis of Bronzes Part 3 Determination of Phosphorus by Volumetric Method (Second Revision) | TEST_METHOD | Indian
IS 8362:2025 | Copper and Copper Alloy Rolled Plates for Condensers and Heat Exchangers - Specification ( First Revision ) | MTD | IS 4027 (Part 4):2025 | Methods for Chemical Analysis of Bronzes Part 4 Determination of Nickel by Dimethylglyoxime Photometric Method (Second Revision) | TEST_METHOD | Indian
IS 8362:2025 | Copper and Copper Alloy Rolled Plates for Condensers and Heat Exchangers - Specification ( First Revision ) | MTD | IS 4027 (Part 5):2025 | Methods for Chemical Analysis of Bronzes Part 5 Determination of Tin by Iodimetric Method (second revision) | TEST_METHOD | Indian
IS 8362:2025 | Copper and Copper Alloy Rolled Plates for Condensers and Heat Exchangers - Specification ( First Revision ) | MTD | IS 4027 (Part 6):2025 | Methods for Chemical Analysis of Bronzes Part 6 Determination of Zinc by Complexometric EDTA Method (Second Revision) | TEST_METHOD | Indian
IS 8362:2025 | Copper and Copper Alloy Rolled Plates for Condensers and Heat Exchangers - Specification ( First Revision ) | MTD | IS 4027 (Part 7):2025 | Methods of Chemical Analysis of Bronzes Part 7 Determination of Antimony by Rhodamine B Spectrophotometric Method (Second Revision) | TEST_METHOD | Indian
IS 8362:2025 | Copper and Copper Alloy Rolled Plates for Condensers and Heat Exchangers - Specification ( First Revision ) | MTD | IS 4027 (Part 8):2025 | Methods for Chemical Analysis of Bronzes Part 8 Determination of Iron (Second Revision) | TEST_METHOD | Indian
IS 8362:2025 | Copper and Copper Alloy Rolled Plates for Condensers and Heat Exchangers - Specification ( First Revision ) | MTD | IS 4027 (Part 9):2025 | Methods for Chemical Analysis of Bronzes Part 9 Determination of Aluminium by Atomic Absorption Spectrometric Method (Second Revision) | TEST_METHOD | Indian
IS 8362:2025 | Copper and Copper Alloy Rolled Plates for Condensers and Heat Exchangers - Specification ( First Revision ) | MTD | IS 440:2025 | Methods of Chemical Analysis of Copper (Second Revision) | TEST_METHOD | Indian
IS 8362:2025 | Copper and Copper Alloy Rolled Plates for Condensers and Heat Exchangers - Specification ( First Revision ) | MTD | IS 18215:2023 | Stainless Steel Neti Pot Specification | COMPONENT_PRODUCT | Indian
IS 4027 (Part 1):2025 | Methods for Chemical Analysis of Bronzes Part 1 Determination of Copper and Lead by Electrolytic Method (Second Revision) | MTD | IS 1817:1961 | Methods of sampling non - Ferrous metals for chemical analysis | TEST_METHOD | Indian
IS 4027 (Part 1):2025 | Methods for Chemical Analysis of Bronzes Part 1 Determination of Copper and Lead by Electrolytic Method (Second Revision) | MTD | IS 19297:2025 | Ships and Marine Technology Cyber Safety | REFERENCED_UNKNOWN | Indian
IS 6751:2025 | Aluminium Alloy Castings and Strips for Bearings ? Specification (First Revision) | MTD | IS 10259:1982 | General condition of delivery and inspection of aluminium and aluminium alloy products | REFERENCED_UNKNOWN | Indian
IS 6751:2025 | Aluminium Alloy Castings and Strips for Bearings ? Specification (First Revision) | MTD | IS 6754:1972 | Specification for aluminium alloy ingots for bearings | COMPONENT_PRODUCT | Indian
IS 6751:2025 | Aluminium Alloy Castings and Strips for Bearings ? Specification (First Revision) | MTD | IS 1586 (Part 1):2025 | Metallic materials Rockwell hardness testPart 1: Test method (Sixth Revision) | TEST_METHOD | Indian
IS 6751:2025 | Aluminium Alloy Castings and Strips for Bearings ? Specification (First Revision) | MTD | IS 18215:2023 | Stainless Steel Neti Pot Specification | COMPONENT_PRODUCT | Indian
IS 228 (Part 7):2025 | Methods for chemical analysis of steels Part 7 Determination of molybdenum by alpha-benzoinoxime method in alloy steels (for molybdenum > 1 percent and not containing tungsten) (Fourth Revision) | MTD | IS 264:2005 | Nitric acid - Specification (Third Revision) | COMPONENT_PRODUCT | Indian
IS 228 (Part 7):2025 | Methods for chemical analysis of steels Part 7 Determination of molybdenum by alpha-benzoinoxime method in alloy steels (for molybdenum > 1 percent and not containing tungsten) (Fourth Revision) | MTD | IS/IEC 60603 (Part 4):1987 | Connectors for frequencies below 3 MHz for use with printed boards Part 4: Two-part connectors for printed boards having contacts spaced at 1.91 mm ( 0.075 in )centres and staggered terminations at that same spacing | REFERENCED_UNKNOWN | Indian
IS 3600 (Part 3):2025 | Welded Joints and Weld Metal - Method of Test: Part 3 Destructive Tests on Welds in Metallic Materials - Transverse Tensile Test ( Fifth Revision ) | MTD | IS 1608 (Part 2):2020 | Metallic Materials - Tensile Testing Part 2 Method of Test at Elevated Temperature ( Fourth Revision ) | TEST_METHOD | Indian
IS 3600 (Part 3):2025 | Welded Joints and Weld Metal - Method of Test: Part 3 Destructive Tests on Welds in Metallic Materials - Transverse Tensile Test ( Fifth Revision ) | MTD | IS 18215:2023 | Stainless Steel Neti Pot Specification | COMPONENT_PRODUCT | Indian
IS 3600 (Part 3):2025 | Welded Joints and Weld Metal - Method of Test: Part 3 Destructive Tests on Welds in Metallic Materials - Transverse Tensile Test ( Fifth Revision ) | MTD | ISO 4063 |  | REFERENCED_UNKNOWN | International
IS 3600 (Part 5):2025 | Welded Joints and Weld Metal - Method of Test: Part 5 Destructive Tests on Welds in Metallic Materials - Bend Tests ( Fourth Revision ) | MTD | 0 0 |  | REFERENCED_UNKNOWN | International
IS 3600 (Part 2):2025 | Welded Joints and Weld Metal - Method of Test: Part 2 Destructive Tests on Welds in Metallic Materials - Impact Tests - Test Specimen Location, Notch Orientation and Examination ( Fourth Revision ) | MTD | IS 1757 (Part 1):2020 | Metallic Materials — Charpy Pendulum Impact Test Part 1 Test Method ( Fourth Revision ) | TEST_METHOD | Indian
IS 228 (Part 2):2024 | Methods for chemical analysis of steels Part 2 Determination of manganese in plain-carbon and low alloy steels by arsenite method (Fourth Revision) | MTD | IS 264:2005 | Nitric acid - Specification (Third Revision) | COMPONENT_PRODUCT | Indian
IS 228 (Part 2):2024 | Methods for chemical analysis of steels Part 2 Determination of manganese in plain-carbon and low alloy steels by arsenite method (Fourth Revision) | MTD | IS 19297:2025 | Ships and Marine Technology Cyber Safety | REFERENCED_UNKNOWN | Indian
IS 12447:2024 | Zinc and Zinc Alloy Wire for Thermal Spraying (Metallizing) — Specification (First Revision) | MTD | IS 1387:1993 | General requirements for the supply of metallurgical materials (Second Revision) | COMPONENT_PRODUCT | Indian
IS 12447:2024 | Zinc and Zinc Alloy Wire for Thermal Spraying (Metallizing) — Specification (First Revision) | MTD | IS 1755:2018 | Metallic Materials - Wire - Wrapping test (Second Revision) | REFERENCED_UNKNOWN | Indian
IS 12447:2024 | Zinc and Zinc Alloy Wire for Thermal Spraying (Metallizing) — Specification (First Revision) | MTD | IS 209:2024 | Refined Zinc - Specification (Fifth Revision) | COMPONENT_PRODUCT | Indian
IS 3039:2024 | STRUCTURAL STEEL FOR CONSTRUCTION OF SHIPS - SPECIFICATION (Third revision) | MTD | IS 10182 (Part 2):1985 | Dimensions and tolerances for hot rolled track shoe sections: Part 2: Sec TS - H1 | REFERENCED_UNKNOWN | Indian
IS 3039:2024 | STRUCTURAL STEEL FOR CONSTRUCTION OF SHIPS - SPECIFICATION (Third revision) | MTD | IS 10182 (Part 1):1982 | Dimensions and tolerances for hot rolled track shoe sections: Part 1: Sec TS - L1 | REFERENCED_UNKNOWN | Indian
IS 3039:2024 | STRUCTURAL STEEL FOR CONSTRUCTION OF SHIPS - SPECIFICATION (Third revision) | MTD | IS 1173:2025 | Hot Rolled and Slit Steel Tee Bars Dimensions and Properties | REFERENCED_UNKNOWN | Indian
IS 3039:2024 | STRUCTURAL STEEL FOR CONSTRUCTION OF SHIPS - SPECIFICATION (Third revision) | MTD | IS 1252:2025 | Hot Rolled Steel Sections for Shipbuilding - Dimensions and Tolerances | REFERENCED_UNKNOWN | Indian
IS 3039:2024 | STRUCTURAL STEEL FOR CONSTRUCTION OF SHIPS - SPECIFICATION (Third revision) | MTD | IS 12778:2004 | Hot Rolled Parallel Flange Steel Sections for Beams, Columns and Bearing Piles - Dimensions and Section Properties (First Revision) | REFERENCED_UNKNOWN | Indian
IS 3039:2024 | STRUCTURAL STEEL FOR CONSTRUCTION OF SHIPS - SPECIFICATION (Third revision) | MTD | IS 12779:1989 | Rolling and cutting tolerances for hot rolled parallel flange beam and column sections - Specification | COMPONENT_PRODUCT | Indian
IS 3039:2024 | STRUCTURAL STEEL FOR CONSTRUCTION OF SHIPS - SPECIFICATION (Third revision) | MTD | IS 1730:1989 | Steel Plates, Sheets Strips and Flats for Structural and General Engineering Purposes - Dimensions (Second Revision) | REFERENCED_UNKNOWN | Indian
IS 3039:2024 | STRUCTURAL STEEL FOR CONSTRUCTION OF SHIPS - SPECIFICATION (Third revision) | MTD | IS 1732:1989 | Steel Bars, Round and Square for Structural and General Engineering Purposes - Dimensions (Second Revision) | REFERENCED_UNKNOWN | Indian
IS 3039:2024 | STRUCTURAL STEEL FOR CONSTRUCTION OF SHIPS - SPECIFICATION (Third revision) | MTD | IS 1757 (Part 1):2020 | Metallic Materials — Charpy Pendulum Impact Test Part 1 Test Method ( Fourth Revision ) | TEST_METHOD | Indian
IS 3039:2024 | STRUCTURAL STEEL FOR CONSTRUCTION OF SHIPS - SPECIFICATION (Third revision) | MTD | IS 1863:1979 | Specification for Rolled Steel Bulb Flats (First Revision) | COMPONENT_PRODUCT | Indian
IS 3039:2024 | STRUCTURAL STEEL FOR CONSTRUCTION OF SHIPS - SPECIFICATION (Third revision) | MTD | IS 3954:1991 | Hot Rolled Steel Channel Sections for General Engineering Purposes - Dimensions (First Revision) | REFERENCED_UNKNOWN | Indian
IS 3039:2024 | STRUCTURAL STEEL FOR CONSTRUCTION OF SHIPS - SPECIFICATION (Third revision) | MTD | IS/IEC 61189 (Part 2):2006 | Test methods for electrical materials printed boards and other interconnection structures and assemblies Part 2:Test methods for materials for interconnection structures | TEST_METHOD | Indian
IS 3039:2024 | STRUCTURAL STEEL FOR CONSTRUCTION OF SHIPS - SPECIFICATION (Third revision) | MTD | IS 3495 (Part 6):2022 | Methods of tests of burnt clay building bricks: Part 6 Determination of modulus of rupture | TEST_METHOD | Indian
IS 3039:2024 | STRUCTURAL STEEL FOR CONSTRUCTION OF SHIPS - SPECIFICATION (Third revision) | MTD | IS 18215:2023 | Stainless Steel Neti Pot Specification | COMPONENT_PRODUCT | Indian
IS 3039:2024 | STRUCTURAL STEEL FOR CONSTRUCTION OF SHIPS - SPECIFICATION (Third revision) | MTD | IS 17895:2023 | Dentistry Vocabulary | TERMINOLOGY | Indian
IS 3039:2024 | STRUCTURAL STEEL FOR CONSTRUCTION OF SHIPS - SPECIFICATION (Third revision) | MTD | IS 18292 (Part 4):2024 | Intravascular Catheters - Sterile and Single-Use Catheters Part 4 Balloon Dilatation Catheters (First Revision) | REFERENCED_UNKNOWN | Indian
IS 3039:2024 | STRUCTURAL STEEL FOR CONSTRUCTION OF SHIPS - SPECIFICATION (Third revision) | MTD | ISO 7778:2014 |  | REFERENCED_UNKNOWN | International
IS 11084:2023 | SILVER PALLADIUM ALLOY WIRE AND STRIP FOR ELECTRICAL CONTACTS - SPECIFICATION (FIRST REVISION) | MTD | IS 1501 (Part 1):2025 | Metallic materials Vickers hardness test Part 1: Test method (Sixth Revision) | TEST_METHOD | Indian
IS 11084:2023 | SILVER PALLADIUM ALLOY WIRE AND STRIP FOR ELECTRICAL CONTACTS - SPECIFICATION (FIRST REVISION) | MTD | IS 13600:1992 | Chemical analysis of silver palladium alloys | TEST_METHOD | Indian
IS 11084:2023 | SILVER PALLADIUM ALLOY WIRE AND STRIP FOR ELECTRICAL CONTACTS - SPECIFICATION (FIRST REVISION) | MTD | IS 1387:1993 | General requirements for the supply of metallurgical materials (Second Revision) | COMPONENT_PRODUCT | Indian
IS 11084:2023 | SILVER PALLADIUM ALLOY WIRE AND STRIP FOR ELECTRICAL CONTACTS - SPECIFICATION (FIRST REVISION) | MTD | IS 1403 (Part 1):1993 | Metallic materials — Sheet and strip 3 mm thick or less — Reverse bend test | TEST_METHOD | Indian
IS 11084:2023 | SILVER PALLADIUM ALLOY WIRE AND STRIP FOR ELECTRICAL CONTACTS - SPECIFICATION (FIRST REVISION) | MTD | IS 4905:2015 | Random sampling and randomization procedures (First Revision) | REFERENCED_UNKNOWN | Indian
IS 11084:2023 | SILVER PALLADIUM ALLOY WIRE AND STRIP FOR ELECTRICAL CONTACTS - SPECIFICATION (FIRST REVISION) | MTD | IS 18215:2023 | Stainless Steel Neti Pot Specification | COMPONENT_PRODUCT | Indian
IS 11084:2023 | SILVER PALLADIUM ALLOY WIRE AND STRIP FOR ELECTRICAL CONTACTS - SPECIFICATION (FIRST REVISION) | MTD | IS 18878:2024 | Health Informatics - HL7 Electronic Health Record-System Functional Model, Release 2.1 (EHR FM) | REFERENCED_UNKNOWN | Indian
IS 11110:2023 | Copper - Lead powder - Specification | MTD | IS 1387:1993 | General requirements for the supply of metallurgical materials (Second Revision) | COMPONENT_PRODUCT | Indian
IS 11110:2023 | Copper - Lead powder - Specification | MTD | IS 4027 (Part 1):2025 | Methods for Chemical Analysis of Bronzes Part 1 Determination of Copper and Lead by Electrolytic Method (Second Revision) | TEST_METHOD | Indian
IS 11110:2023 | Copper - Lead powder - Specification | MTD | IS 4027 (Part 2):2023 | Chemical analysis of bronzes - Methods Part 2 Determination of manganese - Photometric method | TEST_METHOD | Indian
IS 11110:2023 | Copper - Lead powder - Specification | MTD | IS 4027 (Part 3):2025 | Methods for Chemical Analysis of Bronzes Part 3 Determination of Phosphorus by Volumetric Method (Second Revision) | TEST_METHOD | Indian
IS 11110:2023 | Copper - Lead powder - Specification | MTD | IS 4027 (Part 4):2025 | Methods for Chemical Analysis of Bronzes Part 4 Determination of Nickel by Dimethylglyoxime Photometric Method (Second Revision) | TEST_METHOD | Indian
IS 11110:2023 | Copper - Lead powder - Specification | MTD | IS 4027 (Part 5):2025 | Methods for Chemical Analysis of Bronzes Part 5 Determination of Tin by Iodimetric Method (second revision) | TEST_METHOD | Indian
IS 11110:2023 | Copper - Lead powder - Specification | MTD | IS 4027 (Part 6):2025 | Methods for Chemical Analysis of Bronzes Part 6 Determination of Zinc by Complexometric EDTA Method (Second Revision) | TEST_METHOD | Indian
IS 11110:2023 | Copper - Lead powder - Specification | MTD | IS 4027 (Part 7):2025 | Methods of Chemical Analysis of Bronzes Part 7 Determination of Antimony by Rhodamine B Spectrophotometric Method (Second Revision) | TEST_METHOD | Indian
IS 11110:2023 | Copper - Lead powder - Specification | MTD | IS 4027 (Part 8):2025 | Methods for Chemical Analysis of Bronzes Part 8 Determination of Iron (Second Revision) | TEST_METHOD | Indian
IS 11110:2023 | Copper - Lead powder - Specification | MTD | IS 460 (Part 1):2020 | Test Sieves — Specification Part 1 Wire Cloth Test Sieves ( Fourth Revision ) | COMPONENT_PRODUCT | Indian
IS 11110:2023 | Copper - Lead powder - Specification | MTD | IS 460 (Part 2):2020 | Test Sieves — Specification Part 2 Perforated Plate Test Sieves ( Fourth Revision ) | COMPONENT_PRODUCT | Indian
IS 11110:2023 | Copper - Lead powder - Specification | MTD | IS 460 (Part 3):2020 | Test Sieves — Specification Part 3 Methods of Examination of Apertures of Test Sieves ( Fourth Revision ) | COMPONENT_PRODUCT | Indian
IS 11110:2023 | Copper - Lead powder - Specification | MTD | IS 5461:2024 | Metallic powders - Determination of particle size by dry sieving ( Second Revision ) | REFERENCED_UNKNOWN | Indian
IS 11110:2023 | Copper - Lead powder - Specification | MTD | IS 5644 (Part 1):1993 | Metallic powders - Determination of oxygen content by reduction methods: Part 1 general guidelines (Third Revision) | REFERENCED_UNKNOWN | Indian
IS 11110:2023 | Copper - Lead powder - Specification | MTD | IS 5644 (Part 2):2005 | Metallic powders - Determination of oxygen content by reduction methods: Part 2 loss of mass on hydrogen reduction (Hydrogen Loss) (Fourth Revision) | REFERENCED_UNKNOWN | Indian
IS 11110:2023 | Copper - Lead powder - Specification | MTD | IS 5644 (Part 3):2005 | Metallic powders - Determination of oxygen content by reduction methods: Part 3 hydrogen - Reducible oxygen (Fourth Revision) | REFERENCED_UNKNOWN | Indian
IS 11110:2023 | Copper - Lead powder - Specification | MTD | IS 5644 (Part 4):2023 | Metallic powders Determination of oxygen content by reduction methods Part 4: Total oxygen by reduction-extraction Fifth Revision | REFERENCED_UNKNOWN | Indian
IS 11110:2023 | Copper - Lead powder - Specification | MTD | IS 6492:2020 | Powders for Powder Metallurgical Purposes — Sampling ( First Revision ) | REFERENCED_UNKNOWN | Indian
IS 11110:2023 | Copper - Lead powder - Specification | MTD | IS 18179:2023 | Manjishtha Rubia cordifolia L Root for use in Traditional Medicine Specification | COMPONENT_PRODUCT | Indian
IS 11110:2023 | Copper - Lead powder - Specification | MTD | IS 18329 (Part 2):2023 | SPACE SYSTEMS ELECTRICAL ELECTRONIC AND ELECTROMECHANICAL EEE PARTS PART 2: CONTROL PROGRAMME REQUIREMENTS | COMPONENT_PRODUCT | Indian
IS 11110:2023 | Copper - Lead powder - Specification | MTD | IS 18330:2023 | SPACE SYSTEMS DEFINITION OF THE TECHNOLOGY READINESS LEVELS TRLS AND THEIR CRITERIA OF ASSESSMENT | REFERENCED_UNKNOWN | Indian
IS 5484:2023 | EC GRADE ALUMINIUM ROD PRODUCED BY CONTINUOUS CASTING AND ROLLING - SPECIFICATION | MTD | IS 10259:1982 | General condition of delivery and inspection of aluminium and aluminium alloy products | REFERENCED_UNKNOWN | Indian
IS 5484:2023 | EC GRADE ALUMINIUM ROD PRODUCED BY CONTINUOUS CASTING AND ROLLING - SPECIFICATION | MTD | IS 3635:1966 | Methods of test for resistance of metallic electrical resistance material | TEST_METHOD | Indian
IS 5484:2023 | EC GRADE ALUMINIUM ROD PRODUCED BY CONTINUOUS CASTING AND ROLLING - SPECIFICATION | MTD | IS 4026:2023 | ALUMINIUM INGOTS BILLETS AND WIRE BARS EC GRADE | REFERENCED_UNKNOWN | Indian
IS 5484:2023 | EC GRADE ALUMINIUM ROD PRODUCED BY CONTINUOUS CASTING AND ROLLING - SPECIFICATION | MTD | IS 504 (Part 13 to 16):2003 | Chemical analysis of aluminium and its alloys parts 13 to 16 (Second Revision) | TEST_METHOD | Indian
IS 5484:2023 | EC GRADE ALUMINIUM ROD PRODUCED BY CONTINUOUS CASTING AND ROLLING - SPECIFICATION | MTD | IS 504 (Part 1 To 12):2002 | Chemical analysis of aluminium and its alloys parts 1 to 12 (Second Revision) | TEST_METHOD | Indian
IS 5484:2023 | EC GRADE ALUMINIUM ROD PRODUCED BY CONTINUOUS CASTING AND ROLLING - SPECIFICATION | MTD | IS 5047 (Part 1):1986 | Glossary of terms relating to aluminium and aluminium alloys: Part 1 unwrought and wrought metals (Second Revision) | TERMINOLOGY | Indian
IS 5484:2023 | EC GRADE ALUMINIUM ROD PRODUCED BY CONTINUOUS CASTING AND ROLLING - SPECIFICATION | MTD | IS 5052:2025 | Aluminium and its Alloys - Temper Designations (Second Revision) | REFERENCED_UNKNOWN | Indian
IS 5484:2023 | EC GRADE ALUMINIUM ROD PRODUCED BY CONTINUOUS CASTING AND ROLLING - SPECIFICATION | MTD | IS 18215:2023 | Stainless Steel Neti Pot Specification | COMPONENT_PRODUCT | Indian
IS 6901:2018 | Gas welding equipment - Pressure regulators and pressure regulators with flow - Metering devices for gas cylinders used in welding, cutting and allied processes up to 300 bar (30 MPA) (Third Revision) | MTD | ISO/TR 7470:1988 |  | REFERENCED_UNKNOWN | International
IS 6901:2018 | Gas welding equipment - Pressure regulators and pressure regulators with flow - Metering devices for gas cylinders used in welding, cutting and allied processes up to 300 bar (30 MPA) (Third Revision) | MTD | ISO 5145:2014 |  | REFERENCED_UNKNOWN | International
IS 6901:2018 | Gas welding equipment - Pressure regulators and pressure regulators with flow - Metering devices for gas cylinders used in welding, cutting and allied processes up to 300 bar (30 MPA) (Third Revision) | MTD | ISO 5171:2009 |  | REFERENCED_UNKNOWN | International
IS 6901:2018 | Gas welding equipment - Pressure regulators and pressure regulators with flow - Metering devices for gas cylinders used in welding, cutting and allied processes up to 300 bar (30 MPA) (Third Revision) | MTD | ISO 9090:1989 |  | REFERENCED_UNKNOWN | International
IS 6901:2018 | Gas welding equipment - Pressure regulators and pressure regulators with flow - Metering devices for gas cylinders used in welding, cutting and allied processes up to 300 bar (30 MPA) (Third Revision) | MTD | ISO 9539:2010 |  | REFERENCED_UNKNOWN | International
IS 6901:2018 | Gas welding equipment - Pressure regulators and pressure regulators with flow - Metering devices for gas cylinders used in welding, cutting and allied processes up to 300 bar (30 MPA) (Third Revision) | MTD | ISO 15296:2004 |  | REFERENCED_UNKNOWN | International
IS 6901:2018 | Gas welding equipment - Pressure regulators and pressure regulators with flow - Metering devices for gas cylinders used in welding, cutting and allied processes up to 300 bar (30 MPA) (Third Revision) | MTD | ISO 554:2011 |  | REFERENCED_UNKNOWN | International
IS 15914:2011 | High tensile strength flat rolled steel plate (Up To 6 Mm), sheet and strip for the manufacture of welded gas cylinder - Specification | MTD | IS 1956 (Part 4):2013 | Glossary of terms relating to iron and steel: Part 4 flat products (Second Revision) | TERMINOLOGY | Indian
IS 15914:2011 | High tensile strength flat rolled steel plate (Up To 6 Mm), sheet and strip for the manufacture of welded gas cylinder - Specification | MTD | IS 1608:2005 | Mechanical testing of metals - Tensile Testing | TEST_METHOD | Indian
IS 15914:2011 | High tensile strength flat rolled steel plate (Up To 6 Mm), sheet and strip for the manufacture of welded gas cylinder - Specification | MTD | IS 1730:1989 | Steel Plates, Sheets Strips and Flats for Structural and General Engineering Purposes - Dimensions (Second Revision) | REFERENCED_UNKNOWN | Indian
IS 15914:2011 | High tensile strength flat rolled steel plate (Up To 6 Mm), sheet and strip for the manufacture of welded gas cylinder - Specification | MTD | IS 3803 (Part 1):2023 | Steel - Conversion of elongation values: Part 1 carbon and low alloy steels | REFERENCED_UNKNOWN | Indian
IS 15914:2011 | High tensile strength flat rolled steel plate (Up To 6 Mm), sheet and strip for the manufacture of welded gas cylinder - Specification | MTD | IS 8910:2022 | General technical delivery requirements for steel and steel products | COMPONENT_PRODUCT | Indian
IS 15914:2011 | High tensile strength flat rolled steel plate (Up To 6 Mm), sheet and strip for the manufacture of welded gas cylinder - Specification | MTD | IS 228:1959 | Methods of chemical analysis of pig iron, cast iron and plain carbon and low alloy steel | TEST_METHOD | Indian
IS 1239 (Part 2):2011 | Steel tubes, tubulars and other steel fittings - Specification: Part 2 steel pipe fittings (Fifth Revision) | MTD | IS 1239 (Part 1):2004 | Steel tubes, tubulars and other wrought steel fittings - Specification: Part 1 steel tubes (Sixth Revision) | COMPONENT_PRODUCT | Indian
IS 1239 (Part 2):2011 | Steel tubes, tubulars and other steel fittings - Specification: Part 2 steel pipe fittings (Fifth Revision) | MTD | IS 1387:1993 | General requirements for the supply of metallurgical materials (Second Revision) | COMPONENT_PRODUCT | Indian
IS 1239 (Part 2):2011 | Steel tubes, tubulars and other steel fittings - Specification: Part 2 steel pipe fittings (Fifth Revision) | MTD | IS 1501:2002 | Method For Vickers Hardness Test for Metallic Materials | TEST_METHOD | Indian
IS 1239 (Part 2):2011 | Steel tubes, tubulars and other steel fittings - Specification: Part 2 steel pipe fittings (Fifth Revision) | MTD | IS 1608:2005 | Mechanical testing of metals - Tensile Testing | TEST_METHOD | Indian
IS 1239 (Part 2):2011 | Steel tubes, tubulars and other steel fittings - Specification: Part 2 steel pipe fittings (Fifth Revision) | MTD | IS 1879:2010 | Malleable cast iron pipe fittings - Specification (Third Revision) | COMPONENT_PRODUCT | Indian
IS 1239 (Part 2):2011 | Steel tubes, tubulars and other steel fittings - Specification: Part 2 steel pipe fittings (Fifth Revision) | MTD | IS 2335:2005 | Metallic Materials - Tube - Drift expanding test (Second Revision) | REFERENCED_UNKNOWN | Indian
IS 1239 (Part 2):2011 | Steel tubes, tubulars and other steel fittings - Specification: Part 2 steel pipe fittings (Fifth Revision) | MTD | IS 2629 (Part 1):2025 | Process, Design, Testing and Application of Hot Dip Galvanizing of Iron and Steel - Code of Practice Part 1 Batch Process ( Second Revision ) | INSTALLATION_CODE | Indian
IS 1239 (Part 2):2011 | Steel tubes, tubulars and other steel fittings - Specification: Part 2 steel pipe fittings (Fifth Revision) | MTD | IS 554:1999 | Pipe threads where pressure - Tight joints are made on the threads - Dimensions, tolerances and designation (Fourth Revision) | REFERENCED_UNKNOWN | Indian
IS 1239 (Part 2):2011 | Steel tubes, tubulars and other steel fittings - Specification: Part 2 steel pipe fittings (Fifth Revision) | MTD | IS 228:1959 | Methods of chemical analysis of pig iron, cast iron and plain carbon and low alloy steel | TEST_METHOD | Indian
IS 2112:2025 | SILVER AND SILVER ALLOYS, JEWELLERY/ARTEFACTS - FINENESS AND MARKING - SPECIFICATION (FOURTH REVISION) | MTD | IS 1387:1993 | General requirements for the supply of metallurgical materials (Second Revision) | COMPONENT_PRODUCT | Indian
IS 2112:2025 | SILVER AND SILVER ALLOYS, JEWELLERY/ARTEFACTS - FINENESS AND MARKING - SPECIFICATION (FOURTH REVISION) | MTD | IS 2113:2014 | Assaying silver in silver and silver alloys - Methods (Third Revision) | REFERENCED_UNKNOWN | Indian
IS 2112:2025 | SILVER AND SILVER ALLOYS, JEWELLERY/ARTEFACTS - FINENESS AND MARKING - SPECIFICATION (FOURTH REVISION) | MTD | IS 11356 (Part 2):2023 | Styrene-Butadiene rubber latex - Specification: Part 2 Carboxylated (Second Revision) | COMPONENT_PRODUCT | Indian
IS 3266:2025 | Metallic and Other Inorganic Coatings - Electrodeposited Gold and Gold Alloy Coatings for Electrical, Electronic and Engineering Purposes - Specification and Test Methods (Second Revision) | MTD | IS 14126:2019 | Metallic coatings - Measurement of coating thickness - Coulometric method by anodic dissolution (First Revision) | REFERENCED_UNKNOWN | Indian
IS 3266:2025 | Metallic and Other Inorganic Coatings - Electrodeposited Gold and Gold Alloy Coatings for Electrical, Electronic and Engineering Purposes - Specification and Test Methods (Second Revision) | MTD | IS 14149:2008 | Metallic and non - Metallic coating - Measurement of thickness - Beta backscatter method (First Revision) | REFERENCED_UNKNOWN | Indian
IS 3266:2025 | Metallic and Other Inorganic Coatings - Electrodeposited Gold and Gold Alloy Coatings for Electrical, Electronic and Engineering Purposes - Specification and Test Methods (Second Revision) | MTD | IS/ISO/TS 55010:2024 | Asset management - Guidance on the alignment of financial and non-financial functions in asset management (First Revision) | REFERENCED_UNKNOWN | Indian
IS 3266:2025 | Metallic and Other Inorganic Coatings - Electrodeposited Gold and Gold Alloy Coatings for Electrical, Electronic and Engineering Purposes - Specification and Test Methods (Second Revision) | MTD | IS 6994 (Part 10):2021 | Protection of Arms and Hands Part 10 Protective clothing- Gloves and arm guards protecting against cuts and stabs by hand knives - Gloves and arm guards made of material other than chain mail | REFERENCED_UNKNOWN | Indian
IS 3266:2025 | Metallic and Other Inorganic Coatings - Electrodeposited Gold and Gold Alloy Coatings for Electrical, Electronic and Engineering Purposes - Specification and Test Methods (Second Revision) | MTD | ISO 2177:2003 |  | REFERENCED_UNKNOWN | International
IS 3266:2025 | Metallic and Other Inorganic Coatings - Electrodeposited Gold and Gold Alloy Coatings for Electrical, Electronic and Engineering Purposes - Specification and Test Methods (Second Revision) | MTD | ISO 9587:2007 |  | REFERENCED_UNKNOWN | International
IS 3266:2025 | Metallic and Other Inorganic Coatings - Electrodeposited Gold and Gold Alloy Coatings for Electrical, Electronic and Engineering Purposes - Specification and Test Methods (Second Revision) | MTD | ISO 9588:2007 |  | REFERENCED_UNKNOWN | International
IS 3266:2025 | Metallic and Other Inorganic Coatings - Electrodeposited Gold and Gold Alloy Coatings for Electrical, Electronic and Engineering Purposes - Specification and Test Methods (Second Revision) | MTD | ISO 3543:2000 |  | REFERENCED_UNKNOWN | International
IS 3266:2025 | Metallic and Other Inorganic Coatings - Electrodeposited Gold and Gold Alloy Coatings for Electrical, Electronic and Engineering Purposes - Specification and Test Methods (Second Revision) | MTD | ISO 4545 (Part 1):2023 |  | REFERENCED_UNKNOWN | International
IS 3266:2025 | Metallic and Other Inorganic Coatings - Electrodeposited Gold and Gold Alloy Coatings for Electrical, Electronic and Engineering Purposes - Specification and Test Methods (Second Revision) | MTD | ISO 6507 (Part 1):2023 |  | REFERENCED_UNKNOWN | International
IS 3266:2025 | Metallic and Other Inorganic Coatings - Electrodeposited Gold and Gold Alloy Coatings for Electrical, Electronic and Engineering Purposes - Specification and Test Methods (Second Revision) | MTD | ISO 1463:2021 |  | REFERENCED_UNKNOWN | International
IS 3266:2025 | Metallic and Other Inorganic Coatings - Electrodeposited Gold and Gold Alloy Coatings for Electrical, Electronic and Engineering Purposes - Specification and Test Methods (Second Revision) | MTD | ISO 2064:1996 |  | REFERENCED_UNKNOWN | International
IS 3266:2025 | Metallic and Other Inorganic Coatings - Electrodeposited Gold and Gold Alloy Coatings for Electrical, Electronic and Engineering Purposes - Specification and Test Methods (Second Revision) | MTD | ISO 2819:2017 |  | REFERENCED_UNKNOWN | International
IS 3266:2025 | Metallic and Other Inorganic Coatings - Electrodeposited Gold and Gold Alloy Coatings for Electrical, Electronic and Engineering Purposes - Specification and Test Methods (Second Revision) | MTD | ISO 3497:2000 |  | REFERENCED_UNKNOWN | International
IS 3266:2025 | Metallic and Other Inorganic Coatings - Electrodeposited Gold and Gold Alloy Coatings for Electrical, Electronic and Engineering Purposes - Specification and Test Methods (Second Revision) | MTD | ISO 3868:2000 |  | REFERENCED_UNKNOWN | International
IS 3266:2025 | Metallic and Other Inorganic Coatings - Electrodeposited Gold and Gold Alloy Coatings for Electrical, Electronic and Engineering Purposes - Specification and Test Methods (Second Revision) | MTD | ISO 3882:2024 |  | REFERENCED_UNKNOWN | International
IS 3266:2025 | Metallic and Other Inorganic Coatings - Electrodeposited Gold and Gold Alloy Coatings for Electrical, Electronic and Engineering Purposes - Specification and Test Methods (Second Revision) | MTD | ISO 4518:1980 |  | REFERENCED_UNKNOWN | International
IS 3266:2025 | Metallic and Other Inorganic Coatings - Electrodeposited Gold and Gold Alloy Coatings for Electrical, Electronic and Engineering Purposes - Specification and Test Methods (Second Revision) | MTD | ISO 4524 (Part 2):2000 |  | REFERENCED_UNKNOWN | International
IS 3266:2025 | Metallic and Other Inorganic Coatings - Electrodeposited Gold and Gold Alloy Coatings for Electrical, Electronic and Engineering Purposes - Specification and Test Methods (Second Revision) | MTD | ISO 4524 (Part 3):1985 |  | REFERENCED_UNKNOWN | International
IS 3266:2025 | Metallic and Other Inorganic Coatings - Electrodeposited Gold and Gold Alloy Coatings for Electrical, Electronic and Engineering Purposes - Specification and Test Methods (Second Revision) | MTD | ISO 4524 (Part 6):1988 |  | REFERENCED_UNKNOWN | International
IS 3266:2025 | Metallic and Other Inorganic Coatings - Electrodeposited Gold and Gold Alloy Coatings for Electrical, Electronic and Engineering Purposes - Specification and Test Methods (Second Revision) | MTD | ISO 10289:1999 |  | REFERENCED_UNKNOWN | International
IS 3266:2025 | Metallic and Other Inorganic Coatings - Electrodeposited Gold and Gold Alloy Coatings for Electrical, Electronic and Engineering Purposes - Specification and Test Methods (Second Revision) | MTD | ISO 12687:1996 |  | REFERENCED_UNKNOWN | International
IS 3266:2025 | Metallic and Other Inorganic Coatings - Electrodeposited Gold and Gold Alloy Coatings for Electrical, Electronic and Engineering Purposes - Specification and Test Methods (Second Revision) | MTD | ISO 14674:2000 |  | REFERENCED_UNKNOWN | International
IS 3266:2025 | Metallic and Other Inorganic Coatings - Electrodeposited Gold and Gold Alloy Coatings for Electrical, Electronic and Engineering Purposes - Specification and Test Methods (Second Revision) | MTD | IEC 600068 (Part 2/Sec 20):2021 |  | REFERENCED_UNKNOWN | International
IS 2041:2024 | Steel Plates and Strips for Pressure Vessels Used at Moderate and Low Temperature — Specification (Fourth Revision) | MTD | IS 11630:2005 | Method for ultrasonic testing of steel plates for pressure vessels and special applications (First Revision) | TEST_METHOD | Indian
IS 2041:2024 | Steel Plates and Strips for Pressure Vessels Used at Moderate and Low Temperature — Specification (Fourth Revision) | MTD | IS 13805:2004 | General standard for qualification and certification of non - Destructive testing personnel - Specification (First Revision) | COMPONENT_PRODUCT | Indian
IS 2041:2024 | Steel Plates and Strips for Pressure Vessels Used at Moderate and Low Temperature — Specification (Fourth Revision) | MTD | IS 1757 (Part 1):2020 | Metallic Materials — Charpy Pendulum Impact Test Part 1 Test Method ( Fourth Revision ) | TEST_METHOD | Indian
IS 2041:2024 | Steel Plates and Strips for Pressure Vessels Used at Moderate and Low Temperature — Specification (Fourth Revision) | MTD | IS 1852:1985 | Specification for rolling and cutting tolerances for hot - Rolled steel products (Fourth Revision) | COMPONENT_PRODUCT | Indian
IS 2041:2024 | Steel Plates and Strips for Pressure Vessels Used at Moderate and Low Temperature — Specification (Fourth Revision) | MTD | IS 228 (Part 1):2025 | Methods for Chemical Analysis of Steels Part 1 Determination of Carbon by Volumetric Method (For Carbon 0.05 to 2.50 Percent) (Fourth Revision) | TEST_METHOD | Indian
IS 2041:2024 | Steel Plates and Strips for Pressure Vessels Used at Moderate and Low Temperature — Specification (Fourth Revision) | MTD | IS 8811:1998 | Method for emission spectrometric analysis of plain carbon and low alloy steels point to plane technique (First Revision) | REFERENCED_UNKNOWN | Indian
IS 2041:2024 | Steel Plates and Strips for Pressure Vessels Used at Moderate and Low Temperature — Specification (Fourth Revision) | MTD | IS 1956 (Part 3):2019 | Glossary of terms relating to iron and steel: Part 3 long products (Including Bars, Rods, Sections And Wires) (Second Revision) | TERMINOLOGY | Indian
IS 2041:2024 | Steel Plates and Strips for Pressure Vessels Used at Moderate and Low Temperature — Specification (Fourth Revision) | MTD | IS 16998:2018 | Hot - Rolled steel plates - Tolerances on dimensions and shape | REFERENCED_UNKNOWN | Indian
IS 2041:2024 | Steel Plates and Strips for Pressure Vessels Used at Moderate and Low Temperature — Specification (Fourth Revision) | MTD | IS 18215:2023 | Stainless Steel Neti Pot Specification | COMPONENT_PRODUCT | Indian
IS 2041:2024 | Steel Plates and Strips for Pressure Vessels Used at Moderate and Low Temperature — Specification (Fourth Revision) | MTD | IS 17895:2023 | Dentistry Vocabulary | TERMINOLOGY | Indian
IS 2041:2024 | Steel Plates and Strips for Pressure Vessels Used at Moderate and Low Temperature — Specification (Fourth Revision) | MTD | IS 18292 (Part 4):2024 | Intravascular Catheters - Sterile and Single-Use Catheters Part 4 Balloon Dilatation Catheters (First Revision) | REFERENCED_UNKNOWN | Indian
IS 2041:2024 | Steel Plates and Strips for Pressure Vessels Used at Moderate and Low Temperature — Specification (Fourth Revision) | MTD | ISO 7778:2014 |  | REFERENCED_UNKNOWN | International
IS 11286:2024 | Corrosion Resistant High Alloy Steel, Nickel Base and Cobalt Base Investment Castings for Severe Applications — Specification (Second Revision) | MTD | IS 1500 (Part 1):2019 | Metallic materials - Brinell hardness test: Part 1 test method (Fifth Revision) | TEST_METHOD | Indian
IS 11286:2024 | Corrosion Resistant High Alloy Steel, Nickel Base and Cobalt Base Investment Castings for Severe Applications — Specification (Second Revision) | MTD | IS 11166:1993 | Permissible deviation on dimensions, surface roughness and mass of steel castings made with investment casting process (First Revision) | REFERENCED_UNKNOWN | Indian
IS 11286:2024 | Corrosion Resistant High Alloy Steel, Nickel Base and Cobalt Base Investment Castings for Severe Applications — Specification (Second Revision) | MTD | IS 11709:2007 | Technical delivery conditions for investment castings of steel (Second Revision) | REFERENCED_UNKNOWN | Indian
IS 11286:2024 | Corrosion Resistant High Alloy Steel, Nickel Base and Cobalt Base Investment Castings for Severe Applications — Specification (Second Revision) | MTD | IS 11732:1995 | Acceptance standards for liquid penetrant inspection of steel casting (First Revision) | REFERENCED_UNKNOWN | Indian
IS 11286:2024 | Corrosion Resistant High Alloy Steel, Nickel Base and Cobalt Base Investment Castings for Severe Applications — Specification (Second Revision) | MTD | IS 12938:1990 | Acceptance standards for radiographic inspection of steel castings | REFERENCED_UNKNOWN | Indian
IS 11286:2024 | Corrosion Resistant High Alloy Steel, Nickel Base and Cobalt Base Investment Castings for Severe Applications — Specification (Second Revision) | MTD | IS 1598:2024 | Izod Impact Test of Metals - Method of Test (Second Revision) | TEST_METHOD | Indian
IS 11286:2024 | Corrosion Resistant High Alloy Steel, Nickel Base and Cobalt Base Investment Castings for Severe Applications — Specification (Second Revision) | MTD | IS 1741:1960 | Latex foam rubber products | REFERENCED_UNKNOWN | Indian
IS 11286:2024 | Corrosion Resistant High Alloy Steel, Nickel Base and Cobalt Base Investment Castings for Severe Applications — Specification (Second Revision) | MTD | IS 3407 (Part 2):1983 | Method for creep testing of steel at elevated temperatures: Part 2 tensile creep stress rupture testing (First Revision) | TEST_METHOD | Indian
IS 11286:2024 | Corrosion Resistant High Alloy Steel, Nickel Base and Cobalt Base Investment Castings for Severe Applications — Specification (Second Revision) | MTD | IS 3664:1981 | Code of practice for ultrasonic pulse echo testing by contact and immersion methods (first revision) | INSTALLATION_CODE | Indian
IS 11286:2024 | Corrosion Resistant High Alloy Steel, Nickel Base and Cobalt Base Investment Castings for Severe Applications — Specification (Second Revision) | MTD | IS 5530:2005 | Recommendations for production, rectification and repair of steel castings by metal arc welding process (Second Revision) | REFERENCED_UNKNOWN | Indian
IS 11286:2024 | Corrosion Resistant High Alloy Steel, Nickel Base and Cobalt Base Investment Castings for Severe Applications — Specification (Second Revision) | MTD | IS 6601:1987 | Permissible deviations in chemical composition for product analysis of steel castings (First Revision) | REFERENCED_UNKNOWN | Indian
IS 11286:2024 | Corrosion Resistant High Alloy Steel, Nickel Base and Cobalt Base Investment Castings for Severe Applications — Specification (Second Revision) | MTD | IS 6907:1992 | Steel castings - Mcethods of sampling (First Revision) | REFERENCED_UNKNOWN | Indian
IS 11286:2024 | Corrosion Resistant High Alloy Steel, Nickel Base and Cobalt Base Investment Castings for Severe Applications — Specification (Second Revision) | MTD | IS 1608 (Part 2):2020 | Metallic Materials - Tensile Testing Part 2 Method of Test at Elevated Temperature ( Fourth Revision ) | TEST_METHOD | Indian
IS 11286:2024 | Corrosion Resistant High Alloy Steel, Nickel Base and Cobalt Base Investment Castings for Severe Applications — Specification (Second Revision) | MTD | IS 18215:2023 | Stainless Steel Neti Pot Specification | COMPONENT_PRODUCT | Indian
IS 11286:2024 | Corrosion Resistant High Alloy Steel, Nickel Base and Cobalt Base Investment Castings for Severe Applications — Specification (Second Revision) | MTD | IS 1528 (Part 29):2025 | Methods of Sampling and Physical Tests for Refractory Materials : Part 29 Determination of dynamic Young-s modulus (MOE) at elevated temperatures by impulse excitation of vibration | REFERENCED_UNKNOWN | Indian
IS 3600 (Part 4):2024 | Fusion Welded Joints and Weld Metal in Steel — Method of Test Part 4 Destructive Tests on Welds in Metallic Materials — Longitudinal Tensile Test on Weld Metal in Fusion Welded Joints (Third Revision) | MTD | IS 18215:2023 | Stainless Steel Neti Pot Specification | COMPONENT_PRODUCT | Indian
IS 211:2024 | Antimony Ingot — Specification (Fifth Revision) | MTD | IS 1047:1965 | Methods of chemical analysis of antimony (Revised) | TEST_METHOD | Indian
IS 211:2024 | Antimony Ingot — Specification (Fifth Revision) | MTD | IS 1387:1993 | General requirements for the supply of metallurgical materials (Second Revision) | COMPONENT_PRODUCT | Indian
IS 211:2024 | Antimony Ingot — Specification (Fifth Revision) | MTD | IS 1817:1961 | Methods of sampling non - Ferrous metals for chemical analysis | TEST_METHOD | Indian
IS 5479:2024 | Solders for Jointing Aluminium and Aluminium Alloys — Specification (Second Revision) | MTD | IS 1387:1993 | General requirements for the supply of metallurgical materials (Second Revision) | COMPONENT_PRODUCT | Indian
IS 5479:2024 | Solders for Jointing Aluminium and Aluminium Alloys — Specification (Second Revision) | MTD | IS 1817:1961 | Methods of sampling non - Ferrous metals for chemical analysis | TEST_METHOD | Indian
IS 5479:2024 | Solders for Jointing Aluminium and Aluminium Alloys — Specification (Second Revision) | MTD | IS 8097:2025 | Methods of chemical analysis of soft solders for jointing aluminium and aluminium alloys (First Revision) | TEST_METHOD | Indian
IS 5479:2024 | Solders for Jointing Aluminium and Aluminium Alloys — Specification (Second Revision) | MTD | IS 8812 (Part 1):1978 | Methods of chemical analysis of hard solders for jointing aluminium and aluminium alloys: Part 1 determination of silver, copper, zinc, antimony, arsenic, iron and bismuth | TEST_METHOD | Indian
IS 5479:2024 | Solders for Jointing Aluminium and Aluminium Alloys — Specification (Second Revision) | MTD | IS 8812 (Part 2):1982 | Methods of chemical analysis of hard solders for jointing aluminium and aluminium alloys: Part 2 determination of aluminium | TEST_METHOD | Indian
IS 193:2024 | Soft solder alloys - Chemical compositions and forms - Specification (Sixth Revison) | MTD | 0 0 |  | REFERENCED_UNKNOWN | International
IS 3989:2024 | CENTRIFUGALLY CAST (SPUN) IRON SPIGOT AND SOCKET PIPES, FITTINGS AND ACCESSORIES - SPECIFICATION (Fourth Revision) | MTD | IS 1500 (Part 1):2019 | Metallic materials - Brinell hardness test: Part 1 test method (Fifth Revision) | TEST_METHOD | Indian
IS 3989:2024 | CENTRIFUGALLY CAST (SPUN) IRON SPIGOT AND SOCKET PIPES, FITTINGS AND ACCESSORIES - SPECIFICATION (Fourth Revision) | MTD | IS 1387:1993 | General requirements for the supply of metallurgical materials (Second Revision) | COMPONENT_PRODUCT | Indian
IS 3989:2024 | CENTRIFUGALLY CAST (SPUN) IRON SPIGOT AND SOCKET PIPES, FITTINGS AND ACCESSORIES - SPECIFICATION (Fourth Revision) | MTD | IS 210:2009 | Grey iron castings - Specification (Fifth Revision) | COMPONENT_PRODUCT | Indian
IS 3989:2024 | CENTRIFUGALLY CAST (SPUN) IRON SPIGOT AND SOCKET PIPES, FITTINGS AND ACCESSORIES - SPECIFICATION (Fourth Revision) | MTD | IS 5519:1979 | Deviations for untoleranced dimensions and mass of grey iron castings (First Revision) | REFERENCED_UNKNOWN | Indian
IS 3717:2024 | Refined Secondary Lead - Specification (Second Revision) | MTD | IS 1387:1993 | General requirements for the supply of metallurgical materials (Second Revision) | COMPONENT_PRODUCT | Indian
IS 3717:2024 | Refined Secondary Lead - Specification (Second Revision) | MTD | IS 403:1964 | Methqds of chemical analysis of lead and antimonial lead (Revised) | TEST_METHOD | Indian
IS 3717:2024 | Refined Secondary Lead - Specification (Second Revision) | MTD | IS 8439:1977 | Methods for sampling of lead and lead alloys | REFERENCED_UNKNOWN | Indian
IS 3168:2024 | Brass Strip and Foil for Deep Drawing - Specification (Second Revision) | MTD | IS 1501 (Part 1):2025 | Metallic materials Vickers hardness test Part 1: Test method (Sixth Revision) | TEST_METHOD | Indian
IS 3168:2024 | Brass Strip and Foil for Deep Drawing - Specification (Second Revision) | MTD | IS 1387:1993 | General requirements for the supply of metallurgical materials (Second Revision) | COMPONENT_PRODUCT | Indian
IS 3168:2024 | Brass Strip and Foil for Deep Drawing - Specification (Second Revision) | MTD | IS 3052:1986 | Dimensions and tolerances for wrought copper and copper alloy sheet, strip and foil for general engineering purposes (Second Revision) | REFERENCED_UNKNOWN | Indian
IS 3168:2024 | Brass Strip and Foil for Deep Drawing - Specification (Second Revision) | MTD | IS 3288 (Part 1):1986 | Glossary of terms relating to copper and copper alloys: Part 1 materials (Third Revision) | TERMINOLOGY | Indian
IS 3168:2024 | Brass Strip and Foil for Deep Drawing - Specification (Second Revision) | MTD | IS 3685:1966 | Methods of chemical analysis of brasses | TEST_METHOD | Indian
IS 3168:2024 | Brass Strip and Foil for Deep Drawing - Specification (Second Revision) | MTD | ISO 2624:1990 |  | REFERENCED_UNKNOWN | International
IS 26:2024 | Tin ingot - Specification (fifth revision) | MTD | IS 1387:1993 | General requirements for the supply of metallurgical materials (Second Revision) | COMPONENT_PRODUCT | Indian
IS 26:2024 | Tin ingot - Specification (fifth revision) | MTD | IS 1817:1961 | Methods of sampling non - Ferrous metals for chemical analysis | TEST_METHOD | Indian
IS 26:2024 | Tin ingot - Specification (fifth revision) | MTD | IS 1940:1969 | Methods of chemical analysis of tin ingot (First Revision) | TEST_METHOD | Indian
IS 1772:2024 | ELECTROPLATED COATINGS OF COPPER - SPECIFICATION | MTD | IS 3203:1982 | Methods of testing local thickness of electroplated coatings (First Revision) | TEST_METHOD | Indian
IS 1772:2024 | ELECTROPLATED COATINGS OF COPPER - SPECIFICATION | MTD | IS 5528:2024 | Corrosion Tests in Artificial Atmospheres - Salt Spray Tests (second revision) | REFERENCED_UNKNOWN | Indian
IS 1772:2024 | ELECTROPLATED COATINGS OF COPPER - SPECIFICATION | MTD | IS 6009:2024 | Evaluation of Results of Accelerated Corrosion Test - Method | REFERENCED_UNKNOWN | Indian
IS 1772:2024 | ELECTROPLATED COATINGS OF COPPER - SPECIFICATION | MTD | IS 6012:1992 | Measurement of coating thickness by eddy current method (First Revision) | REFERENCED_UNKNOWN | Indian
IS 18513:2023 | Hot-Dip Zinc- Aluminium-Magnesium Alloy Coated Steel Sheets Plates and Strips - Specification | MTD | IS 1501 (Part 1):2025 | Metallic materials Vickers hardness test Part 1: Test method (Sixth Revision) | TEST_METHOD | Indian
IS 18513:2023 | Hot-Dip Zinc- Aluminium-Magnesium Alloy Coated Steel Sheets Plates and Strips - Specification | MTD | IS 1956 (Part 4):2013 | Glossary of terms relating to iron and steel: Part 4 flat products (Second Revision) | TERMINOLOGY | Indian
IS 18513:2023 | Hot-Dip Zinc- Aluminium-Magnesium Alloy Coated Steel Sheets Plates and Strips - Specification | MTD | IS 1079:2009 | Hot Rolled Carbon Steel Sheet and Strip | REFERENCED_UNKNOWN | Indian
IS 18513:2023 | Hot-Dip Zinc- Aluminium-Magnesium Alloy Coated Steel Sheets Plates and Strips - Specification | MTD | IS 12860:1989 | Metallic coating thickness by X-ray fluorescence technique method - Determination | REFERENCED_UNKNOWN | Indian
IS 18513:2023 | Hot-Dip Zinc- Aluminium-Magnesium Alloy Coated Steel Sheets Plates and Strips - Specification | MTD | IS 15262:2002 | Geometrical product specifications (GPS) - surface texture: profile method - Terms, definitions and surface texture parameters | TERMINOLOGY | Indian
IS 18513:2023 | Hot-Dip Zinc- Aluminium-Magnesium Alloy Coated Steel Sheets Plates and Strips - Specification | MTD | IS 228 (Part 1):2025 | Methods for Chemical Analysis of Steels Part 1 Determination of Carbon by Volumetric Method (For Carbon 0.05 to 2.50 Percent) (Fourth Revision) | TEST_METHOD | Indian
IS 18513:2023 | Hot-Dip Zinc- Aluminium-Magnesium Alloy Coated Steel Sheets Plates and Strips - Specification | MTD | IS 2590:1987 | Specification for primary aluminium ingots for remelting for general engineering purposes (Second Revision) | COMPONENT_PRODUCT | Indian
IS 18513:2023 | Hot-Dip Zinc- Aluminium-Magnesium Alloy Coated Steel Sheets Plates and Strips - Specification | MTD | IS 2629 (Part 1):2025 | Process, Design, Testing and Application of Hot Dip Galvanizing of Iron and Steel - Code of Practice Part 1 Batch Process ( Second Revision ) | INSTALLATION_CODE | Indian
IS 18513:2023 | Hot-Dip Zinc- Aluminium-Magnesium Alloy Coated Steel Sheets Plates and Strips - Specification | MTD | IS 3531:2024 | Corrosion of metals and alloys - Vocabulary | TERMINOLOGY | Indian
IS 18513:2023 | Hot-Dip Zinc- Aluminium-Magnesium Alloy Coated Steel Sheets Plates and Strips - Specification | MTD | IS 5986:2011 | Hot Rolled Steel Flat Products for Structural Forming and Flanging Purposes | REFERENCED_UNKNOWN | Indian
IS 18513:2023 | Hot-Dip Zinc- Aluminium-Magnesium Alloy Coated Steel Sheets Plates and Strips - Specification | MTD | IS 6694:1999 | Magnesium ingots - Specification (Second Revision) | COMPONENT_PRODUCT | Indian
IS 18513:2023 | Hot-Dip Zinc- Aluminium-Magnesium Alloy Coated Steel Sheets Plates and Strips - Specification | MTD | IS 6745:1972 | Methods for determination of mass of zinc coating on zinc coated iron and steel articles | REFERENCED_UNKNOWN | Indian
IS 18513:2023 | Hot-Dip Zinc- Aluminium-Magnesium Alloy Coated Steel Sheets Plates and Strips - Specification | MTD | IS/ISO 16163:2012 | Continuously hot - Dipped coated steel sheet products - Dimensional and shape tolerances (First Revision) | REFERENCED_UNKNOWN | Indian
IS 18513:2023 | Hot-Dip Zinc- Aluminium-Magnesium Alloy Coated Steel Sheets Plates and Strips - Specification | MTD | IS 1586 (Part 1):2025 | Metallic materials Rockwell hardness testPart 1: Test method (Sixth Revision) | TEST_METHOD | Indian
IS 18513:2023 | Hot-Dip Zinc- Aluminium-Magnesium Alloy Coated Steel Sheets Plates and Strips - Specification | MTD | IS 513 (Part 1):2016 | Cold reduced carbon steel sheet and strip: Part 1 cold forming and drawing purpose (Sixth Revision) | REFERENCED_UNKNOWN | Indian
IS 18513:2023 | Hot-Dip Zinc- Aluminium-Magnesium Alloy Coated Steel Sheets Plates and Strips - Specification | MTD | IS 513 (Part 2):2016 | Cold reduced carbon steel sheet and strip: Part 2 high tensile and multi - Phase steel (Sixth Revision) | REFERENCED_UNKNOWN | Indian
IS 18513:2023 | Hot-Dip Zinc- Aluminium-Magnesium Alloy Coated Steel Sheets Plates and Strips - Specification | MTD | IS 17414:2020 | Metallic Materials — Sheet and Strip — Hole Expanding Test | REFERENCED_UNKNOWN | Indian
IS 18513:2023 | Hot-Dip Zinc- Aluminium-Magnesium Alloy Coated Steel Sheets Plates and Strips - Specification | MTD | IS 18215:2023 | Stainless Steel Neti Pot Specification | COMPONENT_PRODUCT | Indian
IS 18513:2023 | Hot-Dip Zinc- Aluminium-Magnesium Alloy Coated Steel Sheets Plates and Strips - Specification | MTD | IS 15503 (Part 3):2023 | Graphical symbols Test methods Part 3 : Method for testing symbol referent association | TEST_METHOD | Indian
IS 18513:2023 | Hot-Dip Zinc- Aluminium-Magnesium Alloy Coated Steel Sheets Plates and Strips - Specification | MTD | IS 17895:2023 | Dentistry Vocabulary | TERMINOLOGY | Indian
IS 18513:2023 | Hot-Dip Zinc- Aluminium-Magnesium Alloy Coated Steel Sheets Plates and Strips - Specification | MTD | IS 14990 (Part 5):2026 | Information Security, Cybersecurity and Privacy Protection - Evaluation Criteria for IT Security Part 5: Pre-defined Packages of Security Requirements | COMPONENT_PRODUCT | Indian
IS 4826:2023 | Hot-Dip Galvanized Coatings on Round Steel Wires - Requirements | MTD | IS 13229:1991 | Zinc for galvanizing - Specification | COMPONENT_PRODUCT | Indian
IS 4826:2023 | Hot-Dip Galvanized Coatings on Round Steel Wires - Requirements | MTD | IS 1387:1993 | General requirements for the supply of metallurgical materials (Second Revision) | COMPONENT_PRODUCT | Indian
IS 4826:2023 | Hot-Dip Galvanized Coatings on Round Steel Wires - Requirements | MTD | IS 209:2024 | Refined Zinc - Specification (Fifth Revision) | COMPONENT_PRODUCT | Indian
IS 4826:2023 | Hot-Dip Galvanized Coatings on Round Steel Wires - Requirements | MTD | IS 2629 (Part 1):2025 | Process, Design, Testing and Application of Hot Dip Galvanizing of Iron and Steel - Code of Practice Part 1 Batch Process ( Second Revision ) | INSTALLATION_CODE | Indian
IS 4826:2023 | Hot-Dip Galvanized Coatings on Round Steel Wires - Requirements | MTD | IS 2633:1986 | Method for testing uniformity of coating on zinc coated articles (Second Revision) | REFERENCED_UNKNOWN | Indian
IS 4826:2023 | Hot-Dip Galvanized Coatings on Round Steel Wires - Requirements | MTD | IS 6745:1972 | Methods for determination of mass of zinc coating on zinc coated iron and steel articles | REFERENCED_UNKNOWN | Indian
IS 2605:2023 | Zinc Anodes For Electroplating - Specification (Second Revision) | MTD | IS 1387:1993 | General requirements for the supply of metallurgical materials (Second Revision) | COMPONENT_PRODUCT | Indian
IS 2605:2023 | Zinc Anodes For Electroplating - Specification (Second Revision) | MTD | IS 2600 (Part 1):1988 | Methods of chemical analysis of zinc and zinc base alloys for die castings: Part 1 determination of copper, iron, nickel, tin and thallium by spectrophotometric method (First Revision) | TEST_METHOD | Indian
IS 2605:2023 | Zinc Anodes For Electroplating - Specification (Second Revision) | MTD | IS 2600 (Part 2):1988 | Methods of chemical analysis of zinc and zinc base alloys for die castings: Part 2 determination of copper, iron, lead and cadmium by atomic absorption spectrophotometric method (First Revision) | TEST_METHOD | Indian
IS 2605:2023 | Zinc Anodes For Electroplating - Specification (Second Revision) | MTD | IS 2600 (Part 3):1993 | Methods of chemical analysis of zinc and zinc base alloys for die castings: Part 3 determination of indium by atomic absorption spectrometric method (First Revision) | TEST_METHOD | Indian
IS 2605:2023 | Zinc Anodes For Electroplating - Specification (Second Revision) | MTD | IS 2600 (Part 4):1993 | Methods of chemical analysis of zinc and zinc base alloys for die castings: Part 4 determination of chromium by spectrophotometric method (First Revision J | TEST_METHOD | Indian
IS 2605:2023 | Zinc Anodes For Electroplating - Specification (Second Revision) | MTD | IS 406:1964 | Methods of chemical analysis of slab zinc (Spelter) (Revised) | TEST_METHOD | Indian
IS 2605:2023 | Zinc Anodes For Electroplating - Specification (Second Revision) | MTD | IS/ISO 1222:2010 | Photography — Tripod Connections | REFERENCED_UNKNOWN | Indian
IS 2605:2023 | Zinc Anodes For Electroplating - Specification (Second Revision) | MTD | IS 18456:2023 | Plastics Reinforcement Fibres Chopped Strands Determination of Bulk Density | REFERENCED_UNKNOWN | Indian
IS 2605:2023 | Zinc Anodes For Electroplating - Specification (Second Revision) | MTD | IS 18457:2023 | Plastics Glass-Fibre-Reinforced Products Determination of Fibre Length | REFERENCED_UNKNOWN | Indian
IS 2605:2023 | Zinc Anodes For Electroplating - Specification (Second Revision) | MTD | IS 18475:2023 | Power Quality Measurement Monitoring Methods | REFERENCED_UNKNOWN | Indian
IS 8800:2023 | TECHNICAL DELIVERY CONDITIONS FOR STEEL CASTINGS EXCLUDING INVESTMENT CASTINGS | MTD | IS 10181:1982 | Method for determination of magnetic permeability of iron and steel | REFERENCED_UNKNOWN | Indian
IS 8800:2023 | TECHNICAL DELIVERY CONDITIONS FOR STEEL CASTINGS EXCLUDING INVESTMENT CASTINGS | MTD | IS 1030:1998 | Carbon steel castings for general engineering purposes - Specification (Fifth Revision) | COMPONENT_PRODUCT | Indian
IS 8800:2023 | TECHNICAL DELIVERY CONDITIONS FOR STEEL CASTINGS EXCLUDING INVESTMENT CASTINGS | MTD | IS 10461 (Part 1):2025 | Resistance to inter - Granular corrosion of austenitic stainless steels - Method for determination - Part 1 : corrosion test in nitric acid medium by measurement of loss in mass Huey Test | REFERENCED_UNKNOWN | Indian
IS 8800:2023 | TECHNICAL DELIVERY CONDITIONS FOR STEEL CASTINGS EXCLUDING INVESTMENT CASTINGS | MTD | IS 10461 (Part 2):1994 | Resistance to intergranular corrosion of austenitic stainless steels - Method for determination: Part 2 corrosion test in a sulphuric acid/copper sulphate medium in the presence of copper turnings (Monypenny Strauss Test) in the presence of copper turnings (Monypenny Strauss Test) (First Revision) | REFERENCED_UNKNOWN | Indian
IS 8800:2023 | TECHNICAL DELIVERY CONDITIONS FOR STEEL CASTINGS EXCLUDING INVESTMENT CASTINGS | MTD | IS 10724:2023 | ACCEPTANCE STANDARDS FOR MAGNETIC PARTICLE INSPECTION OF STEEL CASTINGS - SPECIFICATION | COMPONENT_PRODUCT | Indian
IS 8800:2023 | TECHNICAL DELIVERY CONDITIONS FOR STEEL CASTINGS EXCLUDING INVESTMENT CASTINGS | MTD | IS 11166:1993 | Permissible deviation on dimensions, surface roughness and mass of steel castings made with investment casting process (First Revision) | REFERENCED_UNKNOWN | Indian
IS 8800:2023 | TECHNICAL DELIVERY CONDITIONS FOR STEEL CASTINGS EXCLUDING INVESTMENT CASTINGS | MTD | IS 11732:1995 | Acceptance standards for liquid penetrant inspection of steel casting (First Revision) | REFERENCED_UNKNOWN | Indian
IS 8800:2023 | TECHNICAL DELIVERY CONDITIONS FOR STEEL CASTINGS EXCLUDING INVESTMENT CASTINGS | MTD | IS 11758:1994 | Precipitation hardening stainless steel castings - Specification (First Revision) | COMPONENT_PRODUCT | Indian
IS 8800:2023 | TECHNICAL DELIVERY CONDITIONS FOR STEEL CASTINGS EXCLUDING INVESTMENT CASTINGS | MTD | IS 12938:1990 | Acceptance standards for radiographic inspection of steel castings | REFERENCED_UNKNOWN | Indian
IS 8800:2023 | TECHNICAL DELIVERY CONDITIONS FOR STEEL CASTINGS EXCLUDING INVESTMENT CASTINGS | MTD | IS 12968:1991 | Steel castings for crankshafts for marine engines - Specification | COMPONENT_PRODUCT | Indian
IS 8800:2023 | TECHNICAL DELIVERY CONDITIONS FOR STEEL CASTINGS EXCLUDING INVESTMENT CASTINGS | MTD | IS 13505:1992 | Centrifugally cast high alloy steel and nickel base tubing for pressure application at high temperature - Specification | COMPONENT_PRODUCT | Indian
IS 8800:2023 | TECHNICAL DELIVERY CONDITIONS FOR STEEL CASTINGS EXCLUDING INVESTMENT CASTINGS | MTD | IS 1599:2023 | Metallic materials Bend test | TEST_METHOD | Indian
IS 8800:2023 | TECHNICAL DELIVERY CONDITIONS FOR STEEL CASTINGS EXCLUDING INVESTMENT CASTINGS | MTD | IS 1757 (Part 1):2020 | Metallic Materials — Charpy Pendulum Impact Test Part 1 Test Method ( Fourth Revision ) | TEST_METHOD | Indian
IS 8800:2023 | TECHNICAL DELIVERY CONDITIONS FOR STEEL CASTINGS EXCLUDING INVESTMENT CASTINGS | MTD | IS 2595:2008 | Industrial radiographic testing - Code of practice (Second Revision) | INSTALLATION_CODE | Indian
IS 8800:2023 | TECHNICAL DELIVERY CONDITIONS FOR STEEL CASTINGS EXCLUDING INVESTMENT CASTINGS | MTD | IS 2644:1994 | High strength steel castings for general engineering and structural purposes - Specification (Fourth Revision) | COMPONENT_PRODUCT | Indian
IS 8800:2023 | TECHNICAL DELIVERY CONDITIONS FOR STEEL CASTINGS EXCLUDING INVESTMENT CASTINGS | MTD | IS 2708:1993 | 1.5 percent manganese steel castings for general engineering purposes - Specification (Third Revision) | COMPONENT_PRODUCT | Indian
IS 8800:2023 | TECHNICAL DELIVERY CONDITIONS FOR STEEL CASTINGS EXCLUDING INVESTMENT CASTINGS | MTD | IS 2762:2009 | Wire rope slings and sling legs - Specification (Second Revision) | COMPONENT_PRODUCT | Indian
IS 8800:2023 | TECHNICAL DELIVERY CONDITIONS FOR STEEL CASTINGS EXCLUDING INVESTMENT CASTINGS | MTD | IS 2787:2006 | Oil pressure heaters - Specification (Third Revision) | COMPONENT_PRODUCT | Indian
IS 8800:2023 | TECHNICAL DELIVERY CONDITIONS FOR STEEL CASTINGS EXCLUDING INVESTMENT CASTINGS | MTD | IS 288:1981 | Specification for arsenical copper rods for boiler stay bolts and rivets (Fourth Revision) | COMPONENT_PRODUCT | Indian
IS 8800:2023 | TECHNICAL DELIVERY CONDITIONS FOR STEEL CASTINGS EXCLUDING INVESTMENT CASTINGS | MTD | IS 2985:1990 | Steel Castings for Ship's Structure | REFERENCED_UNKNOWN | Indian
IS 8800:2023 | TECHNICAL DELIVERY CONDITIONS FOR STEEL CASTINGS EXCLUDING INVESTMENT CASTINGS | MTD | IS 2986:1990 | Steel castings for marine engines and boilers - Specifcication (Second Revision) | REFERENCED_UNKNOWN | Indian
IS 8800:2023 | TECHNICAL DELIVERY CONDITIONS FOR STEEL CASTINGS EXCLUDING INVESTMENT CASTINGS | MTD | IS 3038:2006 | Martensitic stainless steel and alloy steel castings for pressure containing parts suitable for high temperature service - Specification (Fourth Revision) | COMPONENT_PRODUCT | Indian
IS 8800:2023 | TECHNICAL DELIVERY CONDITIONS FOR STEEL CASTINGS EXCLUDING INVESTMENT CASTINGS | MTD | IS 3407 (Part 1):1983 | Method for creep testing of steel at elevated temperatures: Part 1 tensile creep testing (First Revision) | TEST_METHOD | Indian
IS 8800:2023 | TECHNICAL DELIVERY CONDITIONS FOR STEEL CASTINGS EXCLUDING INVESTMENT CASTINGS | MTD | IS 3407 (Part 2):1983 | Method for creep testing of steel at elevated temperatures: Part 2 tensile creep stress rupture testing (First Revision) | TEST_METHOD | Indian
IS 8800:2023 | TECHNICAL DELIVERY CONDITIONS FOR STEEL CASTINGS EXCLUDING INVESTMENT CASTINGS | MTD | IS 3444:1999 | Corrosion resistant high alloy steel and nickel base castings for general applications - Specification (Third Revision) | COMPONENT_PRODUCT | Indian
IS 8800:2023 | TECHNICAL DELIVERY CONDITIONS FOR STEEL CASTINGS EXCLUDING INVESTMENT CASTINGS | MTD | IS 3658:1999 | Code of practice for liquid penetrant flaw detection (Second Revision) | INSTALLATION_CODE | Indian
IS 8800:2023 | TECHNICAL DELIVERY CONDITIONS FOR STEEL CASTINGS EXCLUDING INVESTMENT CASTINGS | MTD | IS 4098:1983 | Specification for lime - Pozzolana mixture (First Revision) | COMPONENT_PRODUCT | Indian
IS 8800:2023 | TECHNICAL DELIVERY CONDITIONS FOR STEEL CASTINGS EXCLUDING INVESTMENT CASTINGS | MTD | IS 4491:1994 | Steel castings of high magnetic permeability - Specification (Third Revision) | COMPONENT_PRODUCT | Indian
IS 8800:2023 | TECHNICAL DELIVERY CONDITIONS FOR STEEL CASTINGS EXCLUDING INVESTMENT CASTINGS | MTD | IS 4522:1986 | Specification for heat resistant alloy steel and nickel base castings (Second Revision) | COMPONENT_PRODUCT | Indian
IS 8800:2023 | TECHNICAL DELIVERY CONDITIONS FOR STEEL CASTINGS EXCLUDING INVESTMENT CASTINGS | MTD | IS 4896:1992 | One percent chromium steel castings for resistance to abrasion - Specification (Second Revision) | COMPONENT_PRODUCT | Indian
IS 8800:2023 | TECHNICAL DELIVERY CONDITIONS FOR STEEL CASTINGS EXCLUDING INVESTMENT CASTINGS | MTD | IS 4897:1994 | Deviations on untoleranced dimensions and mass of steel castings (Third Revision) | REFERENCED_UNKNOWN | Indian
IS 8800:2023 | TECHNICAL DELIVERY CONDITIONS FOR STEEL CASTINGS EXCLUDING INVESTMENT CASTINGS | MTD | IS 4899:2006 | Ferritic and martensitic steel castings for use at low temperature - Specification (Third Revision) | COMPONENT_PRODUCT | Indian
IS 8800:2023 | TECHNICAL DELIVERY CONDITIONS FOR STEEL CASTINGS EXCLUDING INVESTMENT CASTINGS | MTD | IS 5530:2005 | Recommendations for production, rectification and repair of steel castings by metal arc welding process (Second Revision) | REFERENCED_UNKNOWN | Indian
IS 8800:2023 | TECHNICAL DELIVERY CONDITIONS FOR STEEL CASTINGS EXCLUDING INVESTMENT CASTINGS | MTD | IS 6079:1989 | Low alloy cast steel grinding media - Specification (Second Revision) | COMPONENT_PRODUCT | Indian
IS 8800:2023 | TECHNICAL DELIVERY CONDITIONS FOR STEEL CASTINGS EXCLUDING INVESTMENT CASTINGS | MTD | IS 6601:1987 | Permissible deviations in chemical composition for product analysis of steel castings (First Revision) | REFERENCED_UNKNOWN | Indian
IS 8800:2023 | TECHNICAL DELIVERY CONDITIONS FOR STEEL CASTINGS EXCLUDING INVESTMENT CASTINGS | MTD | IS 6907:1992 | Steel castings - Mcethods of sampling (First Revision) | REFERENCED_UNKNOWN | Indian
IS 8800:2023 | TECHNICAL DELIVERY CONDITIONS FOR STEEL CASTINGS EXCLUDING INVESTMENT CASTINGS | MTD | IS 7666:1988 | Ultrasonic examination of ferritic castings of carbon and low alloy steel - Recommedned procedure (First Revision) | REFERENCED_UNKNOWN | Indian
IS 8800:2023 | TECHNICAL DELIVERY CONDITIONS FOR STEEL CASTINGS EXCLUDING INVESTMENT CASTINGS | MTD | IS 7806:1993 | Martensitic steel and austenitic high alloy steel castings for high temperature corrosion services - Specification (Second Revision) | COMPONENT_PRODUCT | Indian
IS 8800:2023 | TECHNICAL DELIVERY CONDITIONS FOR STEEL CASTINGS EXCLUDING INVESTMENT CASTINGS | MTD | IS 7899:2006 | Alloy steel castings suitable for pressure service - Specification (Third Revision) | COMPONENT_PRODUCT | Indian
IS 8800:2023 | TECHNICAL DELIVERY CONDITIONS FOR STEEL CASTINGS EXCLUDING INVESTMENT CASTINGS | MTD | IS 8092:1992 | Code for inspection of surface quality of steel castings for valves, fittings and other piping compone - Nuts (Visual Method) (First Revision) | REFERENCED_UNKNOWN | Indian
IS 8800:2023 | TECHNICAL DELIVERY CONDITIONS FOR STEEL CASTINGS EXCLUDING INVESTMENT CASTINGS | MTD | IS 9541:1987 | Specification for cast CTC segments (First Revision) | COMPONENT_PRODUCT | Indian
IS 8800:2023 | TECHNICAL DELIVERY CONDITIONS FOR STEEL CASTINGS EXCLUDING INVESTMENT CASTINGS | MTD | IS 9565:2023 | ACCEPTANCE STANDARDS FOR ULTRASONIC INSPECTION OF STEEL CASTINGS-SPECIFICATION | COMPONENT_PRODUCT | Indian
IS 8800:2023 | TECHNICAL DELIVERY CONDITIONS FOR STEEL CASTINGS EXCLUDING INVESTMENT CASTINGS | MTD | IS 1586 (Part 1):2025 | Metallic materials Rockwell hardness testPart 1: Test method (Sixth Revision) | TEST_METHOD | Indian
IS 8800:2023 | TECHNICAL DELIVERY CONDITIONS FOR STEEL CASTINGS EXCLUDING INVESTMENT CASTINGS | MTD | IS 1608 (Part 2):2020 | Metallic Materials - Tensile Testing Part 2 Method of Test at Elevated Temperature ( Fourth Revision ) | TEST_METHOD | Indian
IS 8800:2023 | TECHNICAL DELIVERY CONDITIONS FOR STEEL CASTINGS EXCLUDING INVESTMENT CASTINGS | MTD | IS 1528 (Part 29):2025 | Methods of Sampling and Physical Tests for Refractory Materials : Part 29 Determination of dynamic Young-s modulus (MOE) at elevated temperatures by impulse excitation of vibration | REFERENCED_UNKNOWN | Indian
IS 1536:2023 | Centrifugally cast (spun) iron pressure pipes for water, gas and sewage - Specification | MTD | IS 638:2024 | SHEET RUBBER JOINTING AND RUBBER INSERTION JOINTING - SPECIFICATION (Third Revision) | COMPONENT_PRODUCT | Indian
IS 1536:2023 | Centrifugally cast (spun) iron pressure pipes for water, gas and sewage - Specification | MTD | IS 1500 (Part 1):2019 | Metallic materials - Brinell hardness test: Part 1 test method (Fifth Revision) | TEST_METHOD | Indian
IS 1536:2023 | Centrifugally cast (spun) iron pressure pipes for water, gas and sewage - Specification | MTD | IS 11606:1986 | Methods for sampling of cast iron pipes and fittings | REFERENCED_UNKNOWN | Indian
IS 1536:2023 | Centrifugally cast (spun) iron pressure pipes for water, gas and sewage - Specification | MTD | IS 12820:2004 | Dimensional requirements of rubber gaskets for mechanical joints and push - On joints for use with cast iron pipes and fittings for carrying water, gas and sewage (First Revision) | COMPONENT_PRODUCT | Indian
IS 1536:2023 | Centrifugally cast (spun) iron pressure pipes for water, gas and sewage - Specification | MTD | IS 13382:2018 | Cast iron specials for mechanical and push-on flexible joints for pressure pipes for water, gas and sewage - Specification (Second Revision) | COMPONENT_PRODUCT | Indian
IS 1536:2023 | Centrifugally cast (spun) iron pressure pipes for water, gas and sewage - Specification | MTD | IS 1387:1993 | General requirements for the supply of metallurgical materials (Second Revision) | COMPONENT_PRODUCT | Indian
IS 1536:2023 | Centrifugally cast (spun) iron pressure pipes for water, gas and sewage - Specification | MTD | IS 5382:2025 | RUBBER SEALS JOINT RINGS FOR WATER SUPPLY DRAINAGE AND SEWERAGE PIPELINES SPECIFICATION FOR MATERIALS ( Third Revision ) | COMPONENT_PRODUCT | Indian
IS 1536:2023 | Centrifugally cast (spun) iron pressure pipes for water, gas and sewage - Specification | MTD | IS 18215:2023 | Stainless Steel Neti Pot Specification | COMPONENT_PRODUCT | Indian
IS 1110:2023 | Ferrosilicon - Specification (Fifth Revision) | MTD | IS 1387:1993 | General requirements for the supply of metallurgical materials (Second Revision) | COMPONENT_PRODUCT | Indian
IS 1110:2023 | Ferrosilicon - Specification (Fifth Revision) | MTD | IS 1472:1977 | Methods for sampling ferro-alloys for determination of chemical composition (First Revision) | REFERENCED_UNKNOWN | Indian
IS 1110:2023 | Ferrosilicon - Specification (Fifth Revision) | MTD | IS 1559 (Part 1):1988 | Methods of chemical analysis of ferro - Silicon: Part 1 determination of silicon (Second Revision) | TEST_METHOD | Indian
IS 1110:2023 | Ferrosilicon - Specification (Fifth Revision) | MTD | IS 1559 (Part 2):2025 | Methods of Chemical Analysis of Ferrosilicon Part 2 Determination of Carbon (Second Revision) | TEST_METHOD | Indian
IS 1110:2023 | Ferrosilicon - Specification (Fifth Revision) | MTD | IS 1559 (Part 4):1982 | Methods of chemical analysis of ferrosilicon: Part 4 determination of phosphorus (First Revision) | TEST_METHOD | Indian
IS 1110:2023 | Ferrosilicon - Specification (Fifth Revision) | MTD | IS 1559 (Part 5):2003 | Chemical analysis of ferrosilicon: Part 5 determination of aluminium in ferrosilicon (Aluminnjm 0.05 To 1.75 Percent) (Second Revision) | TEST_METHOD | Indian
IS 1110:2023 | Ferrosilicon - Specification (Fifth Revision) | MTD | IS 1559 (Part 6):1982 | Methods of chemical analysis of ferrosilicon: Part 6 determination of calcium (First Rivision) | TEST_METHOD | Indian
IS 1110:2023 | Ferrosilicon - Specification (Fifth Revision) | MTD | IS 15765:2008 | Method of sampling ferro alloys for sieve analysis and size determination | REFERENCED_UNKNOWN | Indian
IS 1110:2023 | Ferrosilicon - Specification (Fifth Revision) | MTD | IS 460 (Part 1):2020 | Test Sieves — Specification Part 1 Wire Cloth Test Sieves ( Fourth Revision ) | COMPONENT_PRODUCT | Indian
IS 1110:2023 | Ferrosilicon - Specification (Fifth Revision) | MTD | IS 460 (Part 2):2020 | Test Sieves — Specification Part 2 Perforated Plate Test Sieves ( Fourth Revision ) | COMPONENT_PRODUCT | Indian
IS 1110:2023 | Ferrosilicon - Specification (Fifth Revision) | MTD | IS 460 (Part 3):2020 | Test Sieves — Specification Part 3 Methods of Examination of Apertures of Test Sieves ( Fourth Revision ) | COMPONENT_PRODUCT | Indian
IS 1110:2023 | Ferrosilicon - Specification (Fifth Revision) | MTD | IS 1559 (Part 3):2025 | Methods of Chemical Analysis of Ferrosilicon Part 3 Determination of Sulphur (Second Revision) | TEST_METHOD | Indian
IS 1110:2023 | Ferrosilicon - Specification (Fifth Revision) | MTD | IS 1559 (Part 7):1982 | Methods of chemical analysis of ferrosilicon: Part 7 determination of manganese (First Revision) | TEST_METHOD | Indian
IS/ISO 3183:2019 | Petroleum and Natural Gas Industries Steel Pipe for Pipeline Transportation Systems ( Second Revision ) | MTD | ISO 148 (Part 1):2016 |  | REFERENCED_UNKNOWN | International
IS/ISO 3183:2019 | Petroleum and Natural Gas Industries Steel Pipe for Pipeline Transportation Systems ( Second Revision ) | MTD | ISO 2566 (Part 1):2021 |  | REFERENCED_UNKNOWN | International
IS/ISO 3183:2019 | Petroleum and Natural Gas Industries Steel Pipe for Pipeline Transportation Systems ( Second Revision ) | MTD | ISO 5173 (Part 5):2009 |  | REFERENCED_UNKNOWN | International
IS/ISO 3183:2019 | Petroleum and Natural Gas Industries Steel Pipe for Pipeline Transportation Systems ( Second Revision ) | MTD | ISO 6892 (Part 1):2019 |  | REFERENCED_UNKNOWN | International
IS/ISO 3183:2019 | Petroleum and Natural Gas Industries Steel Pipe for Pipeline Transportation Systems ( Second Revision ) | MTD | ISO 10893 (Part 2):2011 |  | REFERENCED_UNKNOWN | International
IS/ISO 3183:2019 | Petroleum and Natural Gas Industries Steel Pipe for Pipeline Transportation Systems ( Second Revision ) | MTD | ISO 9712:2021 |  | REFERENCED_UNKNOWN | International
IS/ISO 3183:2019 | Petroleum and Natural Gas Industries Steel Pipe for Pipeline Transportation Systems ( Second Revision ) | MTD | ISO 10893 (Part 3):2011 |  | REFERENCED_UNKNOWN | International
IS/ISO 3183:2019 | Petroleum and Natural Gas Industries Steel Pipe for Pipeline Transportation Systems ( Second Revision ) | MTD | ISO 10893 (Part 6):2019 |  | REFERENCED_UNKNOWN | International
IS/ISO 3183:2019 | Petroleum and Natural Gas Industries Steel Pipe for Pipeline Transportation Systems ( Second Revision ) | MTD | ISO 10893 (Part 7):2019 |  | REFERENCED_UNKNOWN | International
IS/ISO 3183:2019 | Petroleum and Natural Gas Industries Steel Pipe for Pipeline Transportation Systems ( Second Revision ) | MTD | ISO 10893 (Part 8):2011 |  | REFERENCED_UNKNOWN | International
IS/ISO 3183:2019 | Petroleum and Natural Gas Industries Steel Pipe for Pipeline Transportation Systems ( Second Revision ) | MTD | ISO 10893 (Part 9):2011 |  | REFERENCED_UNKNOWN | International
IS/ISO 3183:2019 | Petroleum and Natural Gas Industries Steel Pipe for Pipeline Transportation Systems ( Second Revision ) | MTD | ISO 10893 (Part 10):2011 |  | REFERENCED_UNKNOWN | International
IS/ISO 3183:2019 | Petroleum and Natural Gas Industries Steel Pipe for Pipeline Transportation Systems ( Second Revision ) | MTD | ISO 10893 (Part 11):2011 |  | REFERENCED_UNKNOWN | International
IS/ISO 3183:2019 | Petroleum and Natural Gas Industries Steel Pipe for Pipeline Transportation Systems ( Second Revision ) | MTD | ISO 11484:2019 |  | REFERENCED_UNKNOWN | International
IS/ISO 3183:2019 | Petroleum and Natural Gas Industries Steel Pipe for Pipeline Transportation Systems ( Second Revision ) | MTD | ISO 19232 (Part 1):2013 |  | REFERENCED_UNKNOWN | International
IS/ISO 3183:2019 | Petroleum and Natural Gas Industries Steel Pipe for Pipeline Transportation Systems ( Second Revision ) | MTD | EN 10204:2004 |  | REFERENCED_UNKNOWN | International
IS/ISO 3183:2019 | Petroleum and Natural Gas Industries Steel Pipe for Pipeline Transportation Systems ( Second Revision ) | MTD | EN 10168:2008 |  | REFERENCED_UNKNOWN | International
IS 15756:2022 | Metallic materials - Sheet and strip - Determination of tensile strain hardening exponent | MTD | IS 1828 (Part 1):2022 | METALLIC MATERIALS - CALIBRATION AND VERIFICATION OF STATIC UNIAXIAL TESTING MACHINES - PART 1: TENSION/COMPRESSION TESTING MACHINES - CALIBRATION AND VERIFICATION OF THE FORCE-MEASURING SYSTEM | REFERENCED_UNKNOWN | Indian
IS 15756:2022 | Metallic materials - Sheet and strip - Determination of tensile strain hardening exponent | MTD | IS 1608 (Part 1):2022 | Metallic materials - Tensile testing - Part 1 : Method of test at room temperature ( Fifth Revision) | TEST_METHOD | Indian
IS 15756:2022 | Metallic materials - Sheet and strip - Determination of tensile strain hardening exponent | MTD | IS 17570 (Part 3):2021 | Air Filters for general ventilation Part 3 Determination of the gravimetric efficiency and the air flow resistance versus the mass of test dust captured | TEST_METHOD | Indian
IS 15756:2022 | Metallic materials - Sheet and strip - Determination of tensile strain hardening exponent | MTD | IS 15503 (Part 3):2023 | Graphical symbols Test methods Part 3 : Method for testing symbol referent association | TEST_METHOD | Indian
IS 15756:2022 | Metallic materials - Sheet and strip - Determination of tensile strain hardening exponent | MTD | ISO 6892:1984 |  | REFERENCED_UNKNOWN | International
IS 15756:2022 | Metallic materials - Sheet and strip - Determination of tensile strain hardening exponent | MTD | ISO 7500 (Part 1):1988 |  | REFERENCED_UNKNOWN | International
IS 15756:2022 | Metallic materials - Sheet and strip - Determination of tensile strain hardening exponent | MTD | ISO 9513:1989 |  | REFERENCED_UNKNOWN | International
IS 15756:2022 | Metallic materials - Sheet and strip - Determination of tensile strain hardening exponent | MTD | ISO 10113:1991 |  | REFERENCED_UNKNOWN | International
IS 11169 (Part 1):2022 | Specification for steels for cold headingcold extrusion applications: Part 1 wrought carbon and low alloy steels | MTD | IS 1500 (Part 1):2019 | Metallic materials - Brinell hardness test: Part 1 test method (Fifth Revision) | TEST_METHOD | Indian
IS 11169 (Part 1):2022 | Specification for steels for cold headingcold extrusion applications: Part 1 wrought carbon and low alloy steels | MTD | IS 1501 (Part 1):2025 | Metallic materials Vickers hardness test Part 1: Test method (Sixth Revision) | TEST_METHOD | Indian
IS 11169 (Part 1):2022 | Specification for steels for cold headingcold extrusion applications: Part 1 wrought carbon and low alloy steels | MTD | IS 13015:1991 | Steel products - Macroetch testing, inspection and rating - Specification | COMPONENT_PRODUCT | Indian
IS 11169 (Part 1):2022 | Specification for steels for cold headingcold extrusion applications: Part 1 wrought carbon and low alloy steels | MTD | IS 13190:1991 | Recommended practice for eddy current examination by rotating probe method of round steel bars | REFERENCED_UNKNOWN | Indian
IS 11169 (Part 1):2022 | Specification for steels for cold headingcold extrusion applications: Part 1 wrought carbon and low alloy steels | MTD | IS 1762 (Part 1):1974 | Code for designation of steels: Part 1 based on letter symbols (First Revision) | TERMINOLOGY | Indian
IS 11169 (Part 1):2022 | Specification for steels for cold headingcold extrusion applications: Part 1 wrought carbon and low alloy steels | MTD | IS 1956 (Part 1):1976 | Glossary of terms relating to iron and steel: Part 1 general metallurgy, heat treatment and testing (First Revision) | TERMINOLOGY | Indian
IS 11169 (Part 1):2022 | Specification for steels for cold headingcold extrusion applications: Part 1 wrought carbon and low alloy steels | MTD | IS 1956 (Part 2):2018 | Glossary of terms relating to iron and steel: Part 2 steel making (Second Revision) | TERMINOLOGY | Indian
IS 11169 (Part 1):2022 | Specification for steels for cold headingcold extrusion applications: Part 1 wrought carbon and low alloy steels | MTD | IS 228 (Part 1):2025 | Methods for Chemical Analysis of Steels Part 1 Determination of Carbon by Volumetric Method (For Carbon 0.05 to 2.50 Percent) (Fourth Revision) | TEST_METHOD | Indian
IS 11169 (Part 1):2022 | Specification for steels for cold headingcold extrusion applications: Part 1 wrought carbon and low alloy steels | MTD | IS 3703:2023 | Recommended practice for magnetic particle flaw detection Third Revision | REFERENCED_UNKNOWN | Indian
IS 11169 (Part 1):2022 | Specification for steels for cold headingcold extrusion applications: Part 1 wrought carbon and low alloy steels | MTD | IS 3711:2020 | Steel and Steel Products — Location and Preparation of Samples and Test Pieces for Mechanical Testing ( Third Revision ) | REFERENCED_UNKNOWN | Indian
IS 11169 (Part 1):2022 | Specification for steels for cold headingcold extrusion applications: Part 1 wrought carbon and low alloy steels | MTD | IS 3739:1987 | Dimensional tolerances for carbon and alloy constructional steel ( First revision ) | REFERENCED_UNKNOWN | Indian
IS 11169 (Part 1):2022 | Specification for steels for cold headingcold extrusion applications: Part 1 wrought carbon and low alloy steels | MTD | IS 3848:2024 | Steel — Hardenability Test by End Quenching (Jominy Test) (Second Revision) | REFERENCED_UNKNOWN | Indian
IS 11169 (Part 1):2022 | Specification for steels for cold headingcold extrusion applications: Part 1 wrought carbon and low alloy steels | MTD | IS 6396:2023 | Steels - Determination of the depth of decarburization (Third Revision) | REFERENCED_UNKNOWN | Indian
IS 11169 (Part 1):2022 | Specification for steels for cold headingcold extrusion applications: Part 1 wrought carbon and low alloy steels | MTD | IS 1956 (Part 3):2019 | Glossary of terms relating to iron and steel: Part 3 long products (Including Bars, Rods, Sections And Wires) (Second Revision) | TERMINOLOGY | Indian
IS 11169 (Part 1):2022 | Specification for steels for cold headingcold extrusion applications: Part 1 wrought carbon and low alloy steels | MTD | IS/ISO 14284:2022 | Steel and Iron - Sampling and preparation of samples for the determination of chemical composition (First Revision) | REFERENCED_UNKNOWN | Indian
IS 11169 (Part 1):2022 | Specification for steels for cold headingcold extrusion applications: Part 1 wrought carbon and low alloy steels | MTD | IS 1586 (Part 1):2025 | Metallic materials Rockwell hardness testPart 1: Test method (Sixth Revision) | TEST_METHOD | Indian
IS 11169 (Part 1):2022 | Specification for steels for cold headingcold extrusion applications: Part 1 wrought carbon and low alloy steels | MTD | IS 7071:2021 | Fibre ropes Determination of certain physical and mechanical properties | REFERENCED_UNKNOWN | Indian
IS 11169 (Part 1):2022 | Specification for steels for cold headingcold extrusion applications: Part 1 wrought carbon and low alloy steels | MTD | IS 3495 (Part 6):2022 | Methods of tests of burnt clay building bricks: Part 6 Determination of modulus of rupture | TEST_METHOD | Indian
IS 11169 (Part 1):2022 | Specification for steels for cold headingcold extrusion applications: Part 1 wrought carbon and low alloy steels | MTD | IS 18215:2023 | Stainless Steel Neti Pot Specification | COMPONENT_PRODUCT | Indian
IS 11169 (Part 1):2022 | Specification for steels for cold headingcold extrusion applications: Part 1 wrought carbon and low alloy steels | MTD | IS 17895:2023 | Dentistry Vocabulary | TERMINOLOGY | Indian
IS 11169 (Part 1):2022 | Specification for steels for cold headingcold extrusion applications: Part 1 wrought carbon and low alloy steels | MTD | IS/ISO 22384:2020 | Security and resilience Authenticity integrity and trust for products and documents Guidelines to establish and monitor a protection plan and its implementation | REFERENCED_UNKNOWN | Indian
IS 3600 (Part 1):2022 | Method of testing fusion welded joints and weld metal in steel Part 1 Destructive tests on welds in metallic materials - Tensile test on cruciform and lapped joints (Third revision of IS 3600 (Part 1)) | MTD | IS 1608 (Part 1):2022 | Metallic materials - Tensile testing - Part 1 : Method of test at room temperature ( Fifth Revision) | TEST_METHOD | Indian
IS 1993:2018 | Cold - Reduced tinmill products - Electrolytic tinplate (Fifth Revision) | MTD | ISO 404:2013 |  | REFERENCED_UNKNOWN | International
IS 1993:2018 | Cold - Reduced tinmill products - Electrolytic tinplate (Fifth Revision) | MTD | ISO 4288:1996 |  | REFERENCED_UNKNOWN | International
IS 1993:2018 | Cold - Reduced tinmill products - Electrolytic tinplate (Fifth Revision) | MTD | ISO 6508 (Part 1):2015 |  | REFERENCED_UNKNOWN | International
IS 1993:2018 | Cold - Reduced tinmill products - Electrolytic tinplate (Fifth Revision) | MTD | ISO 6892 (Part 1):2016 |  | REFERENCED_UNKNOWN | International
IS 1993:2018 | Cold - Reduced tinmill products - Electrolytic tinplate (Fifth Revision) | MTD | ISO 10474:2013 |  | REFERENCED_UNKNOWN | International
IS 11513:2017 | Hot rolled carbon steel strip for cold rolling purposes - Specification (Second Revision) | MTD | IS 1956 (Part 4):2013 | Glossary of terms relating to iron and steel: Part 4 flat products (Second Revision) | TERMINOLOGY | Indian
IS 11513:2017 | Hot rolled carbon steel strip for cold rolling purposes - Specification (Second Revision) | MTD | IS 1730:1989 | Steel Plates, Sheets Strips and Flats for Structural and General Engineering Purposes - Dimensions (Second Revision) | REFERENCED_UNKNOWN | Indian
IS 11513:2017 | Hot rolled carbon steel strip for cold rolling purposes - Specification (Second Revision) | MTD | IS 228 (Part 1):2025 | Methods for Chemical Analysis of Steels Part 1 Determination of Carbon by Volumetric Method (For Carbon 0.05 to 2.50 Percent) (Fourth Revision) | TEST_METHOD | Indian
IS 11513:2017 | Hot rolled carbon steel strip for cold rolling purposes - Specification (Second Revision) | MTD | IS 8910:2022 | General technical delivery requirements for steel and steel products | COMPONENT_PRODUCT | Indian
IS 11513:2017 | Hot rolled carbon steel strip for cold rolling purposes - Specification (Second Revision) | MTD | IS/ISO 16160:2012 | Hot-rolled steel sheet products Dimensional and shape tolerances | REFERENCED_UNKNOWN | Indian
IS 11513:2017 | Hot rolled carbon steel strip for cold rolling purposes - Specification (Second Revision) | MTD | ISO 16160:2005 |  | REFERENCED_UNKNOWN | International
IS 1879:2010 | Malleable cast iron pipe fittings - Specification (Third Revision) | MTD | IS 554:1999 | Pipe threads where pressure - Tight joints are made on the threads - Dimensions, tolerances and designation (Fourth Revision) | REFERENCED_UNKNOWN | Indian
IS 1879:2010 | Malleable cast iron pipe fittings - Specification (Third Revision) | MTD | ISO 7 (Part 1):1994 |  | REFERENCED_UNKNOWN | International
IS 1897:2008 | Copper strip for electrical purposes - Specification (Third Revision) | MTD | IS 1387:1993 | General requirements for the supply of metallurgical materials (Second Revision) | COMPONENT_PRODUCT | Indian
IS 1897:2008 | Copper strip for electrical purposes - Specification (Third Revision) | MTD | IS 1501:2002 | Method For Vickers Hardness Test for Metallic Materials | TEST_METHOD | Indian
IS 1897:2008 | Copper strip for electrical purposes - Specification (Third Revision) | MTD | IS 1599:2023 | Metallic materials Bend test | TEST_METHOD | Indian
IS 1897:2008 | Copper strip for electrical purposes - Specification (Third Revision) | MTD | IS 1608:2005 | Mechanical testing of metals - Tensile Testing | TEST_METHOD | Indian
IS 1897:2008 | Copper strip for electrical purposes - Specification (Third Revision) | MTD | IS 191:2007 | Copper - Specification (Fourth Revision) | COMPONENT_PRODUCT | Indian
IS 1897:2008 | Copper strip for electrical purposes - Specification (Third Revision) | MTD | IS 3052:1986 | Dimensions and tolerances for wrought copper and copper alloy sheet, strip and foil for general engineering purposes (Second Revision) | REFERENCED_UNKNOWN | Indian
IS 1897:2008 | Copper strip for electrical purposes - Specification (Third Revision) | MTD | IS 3288 (Part 1):1986 | Glossary of terms relating to copper and copper alloys: Part 1 materials (Third Revision) | TERMINOLOGY | Indian
IS 1897:2008 | Copper strip for electrical purposes - Specification (Third Revision) | MTD | IS 3288 (Part 2):1986 | Glossary of terms relating to copper and copper alloys: Part 2 unwrought and cast form | TERMINOLOGY | Indian
IS 1897:2008 | Copper strip for electrical purposes - Specification (Third Revision) | MTD | IS 440:2025 | Methods of Chemical Analysis of Copper (Second Revision) | TEST_METHOD | Indian
IS 1897:2008 | Copper strip for electrical purposes - Specification (Third Revision) | MTD | IS 613:2000 | Copper rods and bars for electrical purposes - Specification (Third Revision) | COMPONENT_PRODUCT | Indian
IS 1545:1994 | Solid drawn copper and copper alloy tubes for condensers and heat exchangers - Specification (Third Revision) | MTD | IS 1501 (Part 1):2025 | Metallic materials Vickers hardness test Part 1: Test method (Sixth Revision) | TEST_METHOD | Indian
IS 1545:1994 | Solid drawn copper and copper alloy tubes for condensers and heat exchangers - Specification (Third Revision) | MTD | IS 1387:1993 | General requirements for the supply of metallurgical materials (Second Revision) | COMPONENT_PRODUCT | Indian
IS 1545:1994 | Solid drawn copper and copper alloy tubes for condensers and heat exchangers - Specification (Third Revision) | MTD | IS 2305:1988 | Method for mercurous nitrate test for copper and copper alloys (First Revision) | REFERENCED_UNKNOWN | Indian
IS 1545:1994 | Solid drawn copper and copper alloy tubes for condensers and heat exchangers - Specification (Third Revision) | MTD | IS 2328:2018 | Metallic materials - Tube - Flattening test (Third Revision) | REFERENCED_UNKNOWN | Indian
IS 1545:1994 | Solid drawn copper and copper alloy tubes for condensers and heat exchangers - Specification (Third Revision) | MTD | IS 2335:2005 | Metallic Materials - Tube - Drift expanding test (Second Revision) | REFERENCED_UNKNOWN | Indian
IS 1545:1994 | Solid drawn copper and copper alloy tubes for condensers and heat exchangers - Specification (Third Revision) | MTD | IS 440:2025 | Methods of Chemical Analysis of Copper (Second Revision) | TEST_METHOD | Indian
IS 738:1994 | Wrought aluminium alloys, drawn tube for general engineering purposes - Specification (Third Revision) | MTD | IS 10259:1982 | General condition of delivery and inspection of aluminium and aluminium alloy products | REFERENCED_UNKNOWN | Indian
IS 738:1994 | Wrought aluminium alloys, drawn tube for general engineering purposes - Specification (Third Revision) | MTD | IS 11085:1984 | Dimensions for tape splices for 8 mm motion picture film for projector use | REFERENCED_UNKNOWN | Indian
IS 738:1994 | Wrought aluminium alloys, drawn tube for general engineering purposes - Specification (Third Revision) | MTD | IS 2328:2018 | Metallic materials - Tube - Flattening test (Third Revision) | REFERENCED_UNKNOWN | Indian
IS 738:1994 | Wrought aluminium alloys, drawn tube for general engineering purposes - Specification (Third Revision) | MTD | IS 2678:1987 | Dimensions and tolerances for wrought aluminium and aluminium alloy drawn round tubes (Second Revision) | REFERENCED_UNKNOWN | Indian
IS 738:1994 | Wrought aluminium alloys, drawn tube for general engineering purposes - Specification (Third Revision) | MTD | IS 504:1963 | Methods of chemical analysis of aluminium and its alloys (Revised) | TEST_METHOD | Indian
IS 738:1994 | Wrought aluminium alloys, drawn tube for general engineering purposes - Specification (Third Revision) | MTD | IS 5047 (Part 1):1986 | Glossary of terms relating to aluminium and aluminium alloys: Part 1 unwrought and wrought metals (Second Revision) | TERMINOLOGY | Indian
IS 738:1994 | Wrought aluminium alloys, drawn tube for general engineering purposes - Specification (Third Revision) | MTD | IS 5052:2025 | Aluminium and its Alloys - Temper Designations (Second Revision) | REFERENCED_UNKNOWN | Indian
IS 738:1994 | Wrought aluminium alloys, drawn tube for general engineering purposes - Specification (Third Revision) | MTD | IS 2657:1964 | Method for tensile testing of aluminium and aluminium alloy tube | TEST_METHOD | Indian
IS 738:1994 | Wrought aluminium alloys, drawn tube for general engineering purposes - Specification (Third Revision) | MTD | IS 5047 (Part 2):1979 | Glossary of terms relating to aluminium aluminium alloys and: Part 2 plant and operations, thermal treatment, control and testing, finishing | TERMINOLOGY | Indian
IS 6697:1988 | Hot - Dip aluminium coatings on ferrous parts (Other Than Sheet, Strip And Wire) for general purposes - Specification (First Revision) | MTD | IS 1387:1993 | General requirements for the supply of metallurgical materials (Second Revision) | COMPONENT_PRODUCT | Indian
IS 6697:1988 | Hot - Dip aluminium coatings on ferrous parts (Other Than Sheet, Strip And Wire) for general purposes - Specification (First Revision) | MTD | IS 2590:1987 | Specification for primary aluminium ingots for remelting for general engineering purposes (Second Revision) | COMPONENT_PRODUCT | Indian
IS 6697:1988 | Hot - Dip aluminium coatings on ferrous parts (Other Than Sheet, Strip And Wire) for general purposes - Specification (First Revision) | MTD | IS 3821:1973 | Method for determination of mass of aluminium coating on hot-dip aluminized iron or steel articles | REFERENCED_UNKNOWN | Indian
IS 6697:1988 | Hot - Dip aluminium coatings on ferrous parts (Other Than Sheet, Strip And Wire) for general purposes - Specification (First Revision) | MTD | IS 6012:1992 | Measurement of coating thickness by eddy current method (First Revision) | REFERENCED_UNKNOWN | Indian
IS 6697:1988 | Hot - Dip aluminium coatings on ferrous parts (Other Than Sheet, Strip And Wire) for general purposes - Specification (First Revision) | MTD | IS 617:2024 | Aluminium and Aluminium Alloys Ingots for Remelting and Castings for General Engineering Purposes — Specification (Fourth Revision) | COMPONENT_PRODUCT | Indian
IS 6697:1988 | Hot - Dip aluminium coatings on ferrous parts (Other Than Sheet, Strip And Wire) for general purposes - Specification (First Revision) | MTD | IS 8508:1988 | Code of practice for hot-dip aluminizing of iron and steel (First Revision) | INSTALLATION_CODE | Indian
IS 440:2025 | Methods of Chemical Analysis of Copper (Second Revision) | MTD | IS 1817:1961 | Methods of sampling non - Ferrous metals for chemical analysis | TEST_METHOD | Indian
IS 440:2025 | Methods of Chemical Analysis of Copper (Second Revision) | MTD | IS 191:2007 | Copper - Specification (Fourth Revision) | COMPONENT_PRODUCT | Indian
IS 440:2025 | Methods of Chemical Analysis of Copper (Second Revision) | MTD | IS 264:2005 | Nitric acid - Specification (Third Revision) | COMPONENT_PRODUCT | Indian
IS 440:2025 | Methods of Chemical Analysis of Copper (Second Revision) | MTD | IS 266:2025 | Sulphuric Acid - Specification (Fifth Revision) | COMPONENT_PRODUCT | Indian
IS 440:2025 | Methods of Chemical Analysis of Copper (Second Revision) | MTD | IS 323:2009 | Rectified spirit for industrial use - Specification (Second Revision) | COMPONENT_PRODUCT | Indian
IS 440:2025 | Methods of Chemical Analysis of Copper (Second Revision) | MTD | IS/IEC 60603 (Part 4):1987 | Connectors for frequencies below 3 MHz for use with printed boards Part 4: Two-part connectors for printed boards having contacts spaced at 1.91 mm ( 0.075 in )centres and staggered terminations at that same spacing | REFERENCED_UNKNOWN | Indian
IS 440:2025 | Methods of Chemical Analysis of Copper (Second Revision) | MTD | IS 19297:2025 | Ships and Marine Technology Cyber Safety | REFERENCED_UNKNOWN | Indian
IS 17111:2025 | HEAT-TREATABLE STEELS, ALLOY STEELS AND FREE-CUTTING STEELS - BALL AND ROLLER BEARING STEELS ( First Revision ) | MTD | IS 1500 (Part 1):2019 | Metallic materials - Brinell hardness test: Part 1 test method (Fifth Revision) | TEST_METHOD | Indian
IS 17111:2025 | HEAT-TREATABLE STEELS, ALLOY STEELS AND FREE-CUTTING STEELS - BALL AND ROLLER BEARING STEELS ( First Revision ) | MTD | IS 3711:2020 | Steel and Steel Products — Location and Preparation of Samples and Test Pieces for Mechanical Testing ( Third Revision ) | REFERENCED_UNKNOWN | Indian
IS 17111:2025 | HEAT-TREATABLE STEELS, ALLOY STEELS AND FREE-CUTTING STEELS - BALL AND ROLLER BEARING STEELS ( First Revision ) | MTD | IS 7598:1990 | Classification of steels (First Revision) | REFERENCED_UNKNOWN | Indian
IS 17111:2025 | HEAT-TREATABLE STEELS, ALLOY STEELS AND FREE-CUTTING STEELS - BALL AND ROLLER BEARING STEELS ( First Revision ) | MTD | IS 10138:2010 | Macroscopic methods for determination of non-metallic inclusion content in wrought steels (Second Revision) | REFERENCED_UNKNOWN | Indian
IS 17111:2025 | HEAT-TREATABLE STEELS, ALLOY STEELS AND FREE-CUTTING STEELS - BALL AND ROLLER BEARING STEELS ( First Revision ) | MTD | IS/ISO 14284:2022 | Steel and Iron - Sampling and preparation of samples for the determination of chemical composition (First Revision) | REFERENCED_UNKNOWN | Indian
IS 17111:2025 | HEAT-TREATABLE STEELS, ALLOY STEELS AND FREE-CUTTING STEELS - BALL AND ROLLER BEARING STEELS ( First Revision ) | MTD | IS 1586 (Part 1):2025 | Metallic materials Rockwell hardness testPart 1: Test method (Sixth Revision) | TEST_METHOD | Indian
IS 17111:2025 | HEAT-TREATABLE STEELS, ALLOY STEELS AND FREE-CUTTING STEELS - BALL AND ROLLER BEARING STEELS ( First Revision ) | MTD | IS 7071:2021 | Fibre ropes Determination of certain physical and mechanical properties | REFERENCED_UNKNOWN | Indian
IS 17111:2025 | HEAT-TREATABLE STEELS, ALLOY STEELS AND FREE-CUTTING STEELS - BALL AND ROLLER BEARING STEELS ( First Revision ) | MTD | IS 3495 (Part 6):2022 | Methods of tests of burnt clay building bricks: Part 6 Determination of modulus of rupture | TEST_METHOD | Indian
IS 17111:2025 | HEAT-TREATABLE STEELS, ALLOY STEELS AND FREE-CUTTING STEELS - BALL AND ROLLER BEARING STEELS ( First Revision ) | MTD | IS 17895:2023 | Dentistry Vocabulary | TERMINOLOGY | Indian
IS 17111:2025 | HEAT-TREATABLE STEELS, ALLOY STEELS AND FREE-CUTTING STEELS - BALL AND ROLLER BEARING STEELS ( First Revision ) | MTD | IS/ISO/IEC 30118 (Part 5):2021 | Information technology Open Connectivity Foundation OCF Specification Part 5: OCF device specification | COMPONENT_PRODUCT | Indian
IS 17111:2025 | HEAT-TREATABLE STEELS, ALLOY STEELS AND FREE-CUTTING STEELS - BALL AND ROLLER BEARING STEELS ( First Revision ) | MTD | ISO 4885:2018 |  | REFERENCED_UNKNOWN | International
IS 17111:2025 | HEAT-TREATABLE STEELS, ALLOY STEELS AND FREE-CUTTING STEELS - BALL AND ROLLER BEARING STEELS ( First Revision ) | MTD | ISO 23825:2020 |  | REFERENCED_UNKNOWN | International
IS 1586 (Part 1):2025 | Metallic materials Rockwell hardness testPart 1: Test method (Sixth Revision) | MTD | IS 17657:2021 | Textile floor coverings - Methods for determination of mass | REFERENCED_UNKNOWN | Indian
IS 1586 (Part 1):2025 | Metallic materials Rockwell hardness testPart 1: Test method (Sixth Revision) | MTD | IS 17682:2021 | Aluminium Composite Panel - Specification Amendment - 2 | COMPONENT_PRODUCT | Indian
IS 1586 (Part 1):2025 | Metallic materials Rockwell hardness testPart 1: Test method (Sixth Revision) | MTD | ISO 6508 (Part 2):2023 |  | REFERENCED_UNKNOWN | International
IS 1586 (Part 1):2025 | Metallic materials Rockwell hardness testPart 1: Test method (Sixth Revision) | MTD | ISO 6508 (Part 3):2023 |  | REFERENCED_UNKNOWN | International
IS 4027 (Part 6):2025 | Methods for Chemical Analysis of Bronzes Part 6 Determination of Zinc by Complexometric EDTA Method (Second Revision) | MTD | IS 1817:1961 | Methods of sampling non - Ferrous metals for chemical analysis | TEST_METHOD | Indian
IS 4027 (Part 6):2025 | Methods for Chemical Analysis of Bronzes Part 6 Determination of Zinc by Complexometric EDTA Method (Second Revision) | MTD | IS 4027 (Part 1):2025 | Methods for Chemical Analysis of Bronzes Part 1 Determination of Copper and Lead by Electrolytic Method (Second Revision) | TEST_METHOD | Indian
IS 4027 (Part 6):2025 | Methods for Chemical Analysis of Bronzes Part 6 Determination of Zinc by Complexometric EDTA Method (Second Revision) | MTD | IS 19297:2025 | Ships and Marine Technology Cyber Safety | REFERENCED_UNKNOWN | Indian
IS 14712:2025 | Wrought Aluminium and Its Alloys ? Chequered/Tread Sheets for General Engineering Purposes ? Specification (First Revision) | MTD | IS 10259:1982 | General condition of delivery and inspection of aluminium and aluminium alloy products | REFERENCED_UNKNOWN | Indian
IS 14712:2025 | Wrought Aluminium and Its Alloys ? Chequered/Tread Sheets for General Engineering Purposes ? Specification (First Revision) | MTD | IS 2676:1981 | Dimensions for wrought aluminium and aluminium alloys, sheet and strip (First Revision) | REFERENCED_UNKNOWN | Indian
IS 14712:2025 | Wrought Aluminium and Its Alloys ? Chequered/Tread Sheets for General Engineering Purposes ? Specification (First Revision) | MTD | IS 5047 (Part 1):1986 | Glossary of terms relating to aluminium and aluminium alloys: Part 1 unwrought and wrought metals (Second Revision) | TERMINOLOGY | Indian
IS 14712:2025 | Wrought Aluminium and Its Alloys ? Chequered/Tread Sheets for General Engineering Purposes ? Specification (First Revision) | MTD | IS 5052:2025 | Aluminium and its Alloys - Temper Designations (Second Revision) | REFERENCED_UNKNOWN | Indian
IS 14712:2025 | Wrought Aluminium and Its Alloys ? Chequered/Tread Sheets for General Engineering Purposes ? Specification (First Revision) | MTD | IS 737:2024 | WROUGHT ALUMINIUM AND ALUMINIUM ALLOY SHEET AND STRIP FOR GENERAL ENGINEERING PURPOSES SPECIFICATION (Fifth Revision) Amendment - 1 | COMPONENT_PRODUCT | Indian
IS 14712:2025 | Wrought Aluminium and Its Alloys ? Chequered/Tread Sheets for General Engineering Purposes ? Specification (First Revision) | MTD | IS 5047 (Part 2):1979 | Glossary of terms relating to aluminium aluminium alloys and: Part 2 plant and operations, thermal treatment, control and testing, finishing | TERMINOLOGY | Indian
IS 14712:2025 | Wrought Aluminium and Its Alloys ? Chequered/Tread Sheets for General Engineering Purposes ? Specification (First Revision) | MTD | IS 5047 (Part 3):1979 | Glossary of terms relating to aluminium and aluminium alloys: Part 3 geometrical properties and tolerance, structural and surface defects | TERMINOLOGY | Indian
IS 14712:2025 | Wrought Aluminium and Its Alloys ? Chequered/Tread Sheets for General Engineering Purposes ? Specification (First Revision) | MTD | IS 1608 (Part 3):2018 | Metallic materials - Tensile testing: Part 3 method of test at low temperature | TEST_METHOD | Indian
IS 14712:2025 | Wrought Aluminium and Its Alloys ? Chequered/Tread Sheets for General Engineering Purposes ? Specification (First Revision) | MTD | IS 1608 (Part 2):2020 | Metallic Materials - Tensile Testing Part 2 Method of Test at Elevated Temperature ( Fourth Revision ) | TEST_METHOD | Indian
IS 14712:2025 | Wrought Aluminium and Its Alloys ? Chequered/Tread Sheets for General Engineering Purposes ? Specification (First Revision) | MTD | IS 18215:2023 | Stainless Steel Neti Pot Specification | COMPONENT_PRODUCT | Indian
IS 1501 (Part 1):2025 | Metallic materials Vickers hardness test Part 1: Test method (Sixth Revision) | MTD | IS 1501 (Part 2):2020 | Metallic Materials — Vickers Hardness Test Part 2 Verification and Calibration of Testing Machines ( Fifth Revision ) | TEST_METHOD | Indian
IS 1501 (Part 1):2025 | Metallic materials Vickers hardness test Part 1: Test method (Sixth Revision) | MTD | IS 1501 (Part 3):2020 | Metallic Materials — Vickers Hardness Test Part 3 Calibration of Reference Blocks ( Fifth Revision ) | TEST_METHOD | Indian
IS 1501 (Part 1):2025 | Metallic materials Vickers hardness test Part 1: Test method (Sixth Revision) | MTD | ISO 6507 (Part 2):2018 |  | REFERENCED_UNKNOWN | International
IS 1501 (Part 1):2025 | Metallic materials Vickers hardness test Part 1: Test method (Sixth Revision) | MTD | ISO 6507 (Part 3):2018 |  | REFERENCED_UNKNOWN | International
IS 1586 (Part 2):2025 | Metallic materials Rockwell hardness testPart 2: Verification and calibration of testing machines and indenters (Sixth Revision) | MTD | IS 4169:2014 | Metallic materials - Calibration of force proving instruments used for the verification of uniaxial testing machines (Second Revision) | REFERENCED_UNKNOWN | Indian
IS 1586 (Part 2):2025 | Metallic materials Rockwell hardness testPart 2: Verification and calibration of testing machines and indenters (Sixth Revision) | MTD | IS/ISO 13655:2017 | Graphic technology Spectral measurement and colorimetric computation for graphic arts images | REFERENCED_UNKNOWN | Indian
IS 1586 (Part 2):2025 | Metallic materials Rockwell hardness testPart 2: Verification and calibration of testing machines and indenters (Sixth Revision) | MTD | IS 17682:2021 | Aluminium Composite Panel - Specification Amendment - 2 | COMPONENT_PRODUCT | Indian
IS 1586 (Part 2):2025 | Metallic materials Rockwell hardness testPart 2: Verification and calibration of testing machines and indenters (Sixth Revision) | MTD | IS/ISO/TS 55010:2024 | Asset management - Guidance on the alignment of financial and non-financial functions in asset management (First Revision) | REFERENCED_UNKNOWN | Indian
IS 1586 (Part 2):2025 | Metallic materials Rockwell hardness testPart 2: Verification and calibration of testing machines and indenters (Sixth Revision) | MTD | ISO 6508 (Part 1):2023 |  | REFERENCED_UNKNOWN | International
IS 1586 (Part 2):2025 | Metallic materials Rockwell hardness testPart 2: Verification and calibration of testing machines and indenters (Sixth Revision) | MTD | ISO 6508 (Part 3):2023 |  | REFERENCED_UNKNOWN | International
IS 1586 (Part 2):2025 | Metallic materials Rockwell hardness testPart 2: Verification and calibration of testing machines and indenters (Sixth Revision) | MTD | ISO 6507 (Part 1):2023 |  | REFERENCED_UNKNOWN | International
IS 1586 (Part 2):2025 | Metallic materials Rockwell hardness testPart 2: Verification and calibration of testing machines and indenters (Sixth Revision) | MTD | ISO 376:2011 |  | REFERENCED_UNKNOWN | International

## Revisions & Lineage (Original)
Dept | Standard Number | Title | Status | Relationship | Related Standard Number | Revisions Count
CED | IS 432 (Part 1):2026 | Specification for Mild Steel And Medium Tensile Steel Bars and Hard-Drawn Steel Wire for Concrete Reinforcement Part 1 Mild Steel and Medium Tensile Steel Bars Fourth Revision | Current | SUPERSEDES | IS 432 (Part 1):1982 | 04
CED | IS 2202 (Part 1):2023 | Wooden Flush Door Shutters (Solid Core Type) — Specification Part 1 Plywood Face Panels ( Seventh Revision ) | Current | SUPERSEDES | IS 2202 : Part 1 : 1999 | 07
CED | IS 2191 (Part 1):2022 | Wooden Flush Door Shutters (Cellular, Hollow and Tubular Core Type) — Specification Part 1 Plywood Face Panels ( Fifth Revision ) | Current | SUPERSEDES | IS 2191 : Part 1 : 1983 | 05
CED | IS 269:2015 | Ordinary portland cement - Specification (Sixth Revision) | Current | SUPERSEDES |  | 06
CED | IS 1489 (Part 1) : 2015 | Portland Pozzolana Cement - Specification: Part 1 fly Ash Based (Fourth Revision) | Current | SUPERSEDES |  | 04
CED | IS 455:2015 | Portland slag cement - Specification (fifth revision) | Current | SUPERSEDES |  | 05
CED | IS 1489 (Part 2):2015 | Portland Pozzolana Cement - Specification: Part 2 Calcined Clay Based (Fourth Revision) | Current | SUPERSEDES |  | 04
CED | IS 8041:2026 | Rapid Hardening Portland Cement Specification Third Revision of IS 8041 | Current | SUPERSEDES | IS 8041:1990 | 03
CED | IS 8043:2026 | Hydrophobic Portland Cement Specification Third Revision of IS 8043 | Current | SUPERSEDES | IS 8043:1991 | 03
CED | IS 3466:2026 | Masonry cement - Specification | Current | SUPERSEDES | IS 3466:1988 | 03
CED | IS 16172:2023 | Reinforcement Couplers for Mechanical Splices of Steel Bars in Concrete - Specification (First Revision) | Current | SUPERSEDES | IS 16172 : 2014 | 01
CED | IS 8042:2015 | White Portland Cement - Specification (Third Revision) | Current | SUPERSEDES |  | 03
CED | IS 1786:2008 | High Strength Deformed Steel Bars and Wires for Concrete Reinforcement - Specification (Fourth Revision) | Current | SUPERSEDES | IS 1139 : 1966 | 04
CED | IS 6452:2026 | High Alumina Cement for Structural Use - Specification (Second Revision) | Current | SUPERSEDES | IS 6452:1989 | 02
CED | IS 3564:2025 | Hydraulically Regulated Door Closers - Specification Fifth Revision of IS 3564 Amalgamating IS 14912 | Current | SUPERSEDES | IS 3564:1995,IS 14912:2001 | 05
CED | IS 1328:2025 | Veneered Decorative Plywood - Specification ( Fourth Revision ) | Current | SUPERSEDES | IS 1328 : 1996, IS 7316 : 1974 | 04
CED | IS 903:2025 | Fire Hose Delivery Couplings, Branch Pipe, Nozzles and Nozzle Spanner - Specification (Fifth Revision) | Current | SUPERSEDES | IS 903 : 1993 | 05
CED | IS 2556 (Part 3):2024 | Vitreous China Sanitary Appliances - Specification Part 3 Specific Requirements of Squatting Pans (sixth revision) | Current | SUPERSEDES | IS 2556 : Part 3 : 2004 | 06
CED | IS 2556 (Part 2):2024 | Vitreous China Sanitary Appliances - Specification Part 2 Specific Requirements of Washdown Water Closets (sixth revision) | Current | SUPERSEDES | IS 2556 : Part 2 : 2004 | 06
CED | IS 656:2023 | Logs for Plywood - Specification (Fourth Revision) | Current | SUPERSEDES | IS 656 : 1988 | 04
CED | IS 2202 (Part 2):2022 | Wooden Flush Door Shutters (Solid Core Type) — Specification Part 2 Particle Board, High Density Fibre Board,Medium Density Fibre Board and Fibre Hardboard Face Panels ( Fourth Revision ) | Current | SUPERSEDES | IS 2202 : Part 2 : 1983 | 04
CED | IS 2191 (Part 2):2022 | WOODEN FLUSH DOOR SHUTTERS (CELLULAR, HOLLOW AND TUBULAR CORE TYPE) - SPECIFICATION PART 2 PARTICLE BOARD, HIGH DENSITY FIBRE BOARD, MEDIUM DENSITY FIBRE BOARD AND FIBRE HARDBOARD FACE PANELS (Fourth Revision) | Current | SUPERSEDES | IS 2191 : Part 2 : 1983 | 04
CED | IS 208:2020 | Door Handles - Specification ( Sixth Revision ) | Current | SUPERSEDES |  | 06
CED | IS 1916:2018 | Steel cylinder pipes with concrete lining and coating - Specification (Second Revision) | Current | SUPERSEDES |  | 02
CED | IS 9142 (Part 1):2018 | Artificial Lightweight Aggregate for Concrete - Specification: Part 1 For Concrete Masonry Blocks and for applications other than for Structural Concrete (First Revision) | Current / New Pub | SUPERSEDES |  | 0
CED | IS 883:2016 | Design of Structural Timber in Buildings - Code of Practice (Fifth Revision) | Current | SUPERSEDES |  | 05
CED | IS 802 (Part 1/Sec 2):2016 | Use of Structural Steel in Overhead Transmission Line Towers - Code of Practice: Part 1 Material, Loads and Design Strengths: Sec 2 Design Strengths (Fourth Revision) | Current | SUPERSEDES |  | 04
CED | IS 802 (Part 1/Sec 1):2015 | Use of structural steel in overhead transmission line towers - Code of practice: Part 1 materials, loads and design strengths: sec 1 materials and loads (Fourth Revision) | Current | SUPERSEDES |  | 04
CED | IS 848:2025 | Synthetic Resin Adhesives for Plywood (Phenolic, Aminoplastic and Bio-Materials Based) - Specification ( Third Revision ) | Current | SUPERSEDES | IS 848 : 2006 | 03
CED | IS 2097:2024 | Low Expansion Foam Making Branch Pipe and Portable Foam Inductor - Specification (Third Revision) | Current | SUPERSEDES | IS 2097 : 2012 | 03
CED | IS 16074:2024 | Steel Flush Door Shutters — Specification (First Revision) | Current | SUPERSEDES | IS 16074 : 2013 | 01
CED | IS 2556 (Part 15):2024 | Vitreous China Sanitary Appliances —Specification Part 15 Specific Requirements of Universal Water Closets (Third Revision) | Current | SUPERSEDES | IS 2556 : Part 15 : 2004 | 03
CED | IS 710:2024 | MARINE PLYWOOD - SPECIFICATION (Third Revision) | Current | SUPERSEDES | IS 710 : 2010 | 03
CED | IS 1326:2023 | Non-Coniferous Sawn Timber (Baulks and Scantling) - Specification (Third Revision) | Current | SUPERSEDES | IS 1326 : 1992 | 03
CED | IS 2674:2023 | Battened Plywood Cases - Specification Third Revision | Current | SUPERSEDES | IS 2674 : 1988 | 03
CED | IS 1478:2023 | Clay Flooring Tiles Specification | Current | SUPERSEDES | IS 1478 : 1992 | 03
CED | IS 1196:2023 | Laying Bitumen Mastic Flooring - Code of Practice (Third Revision) | Current | SUPERSEDES | IS 1196 : 1978 | 03
CED | IS 3367:2023 | BURNT CLAY TILES FOR USE IN LINING IRRIGATION AND DRAINAGE WORKS - SPECIFICATION | Current | SUPERSEDES | IS 3367 : 1993 | 03
CED | IS 3951 (Part 2):2023 | HOLLOW CLAY TILES FOR FLOORS AND ROOFS SPECIFICATION PART 2 STRUCTURAL TYPE | Current | SUPERSEDES | IS 3951 : Part 2 : 2009 | 03
CED | IS 11384:2022 | Composite Construction in Structural Steel and Concrete - Code of Practice | Current | SUPERSEDES | IS 11384 : 1985, IS 3935 : 1966 | 01
CED | IS 3036:2022 | Laying Lime Concrete for a Waterproofed Roof Finish - Code of Practice (Third Revision) | Current | SUPERSEDES | IS 3036 : 1992 | 03
CED | IS 2372:2021 | Timber for Cooling Towers - Specification ( Third Revision ) | Current | SUPERSEDES |  | 03
CED | IS 15834:2020 | Stainless Steel Sliding Door Bolts ( Aldrops ) for Use With Padlocks - Specification ( First Revision ) | Current | SUPERSEDES |  | 01
CED | IS 784:2019 | Prestressed concrete pipes (Including Specials) - Specification (Third Revision) | Current | SUPERSEDES |  | 03
CED | IS 6909:2026 | Supersulphated Cement - Specification (Second Revision of IS 6909) | Current | SUPERSEDES | IS 6909:1990 | 02
CED | IS 1077:2025 | Common Burnt Clay Building Bricks - Specification (Sixth Revision) | Current | SUPERSEDES | IS 1077 : 1992 | 06
CED | IS 5290:2025 | Landing Valves - Specification (Fourth Revision) | Current | SUPERSEDES | IS 5290 : 1993 | 04
CED | IS 2556 (Part 14):2024 | Vitreous China Sanitary Appliances - Specification Part 14 Specific Requirements of Integrated Squatting Pans (Second Revision) | Current | SUPERSEDES | IS 2556 : Part 14 : 1995 | 02
CED | IS 906:2024 | Portable and Fixed Type Revolving Branch for Fire Fighting - Specification (Fourth Revision) | Current | SUPERSEDES | IS 906 : 1988 | 04
CED | IS 1503:2023 | Wooden Packing Cases - Specification (Fourth Revision) | Current | SUPERSEDES | IS 1503 : 1988 | 04
CED | IS 5966:2023 | Non-Coniferous Timber in Converted form for General Purposes Specification | Current | SUPERSEDES | IS 5966 : 1993 | 02
CED | IS 654:2023 | Clay Roofing Tiles Mangalore Pattern Specification | Current | SUPERSEDES | IS 654 : 1992 | 04
CED | IS 2095 (Part 1):2023 | Gypsum Plaster Boards - Specification: Part 1 Plain Gypsum Plaster Boards (Fourth Revision) | Current | SUPERSEDES | IS 2095 : Part 1 : 2011 | 04
CED | IS 2095 (Part 3):2022 | Gypsum Plaster Boards — Specification Part 3 Reinforced Gypsum Plaster Boards and Ceiling Tiles ( Fourth Revision ) | Current | SUPERSEDES | IS 2095 : Part 3 : 2018 | 04
CED | IS 4985:2021 | Unplasticized PVC Pipes for Potable Water Supplies - Specification (Fourth Revision) | Current | SUPERSEDES | IS 4985 : 2000 | 04
CED | IS 5758:2020 | Precast Concrete Kerbs, Channels, Edging, Quadrants and Other Associated Fittings - Specification ( Second Revision ) | Current | SUPERSEDES |  | 02
CED | IS 460 (Part 1):2020 | Test Sieves — Specification Part 1 Wire Cloth Test Sieves ( Fourth Revision ) | Current | SUPERSEDES |  | 04
CED | IS 460 (Part 2):2020 | Test Sieves — Specification Part 2 Perforated Plate Test Sieves ( Fourth Revision ) | Current | SUPERSEDES |  | 04
CED | IS 460 (Part 3):2020 | Test Sieves — Specification Part 3 Methods of Examination of Apertures of Test Sieves ( Fourth Revision ) | Current | SUPERSEDES |  | 04
CED | IS 4989:2018 | Foam concentrate for producing mechanical foam for fire fighting - Specification (Fourth Revision) | Current | SUPERSEDES |  | 04
CED | IS 1443:2018 | Laying and Finishing of Cement Concrete Tiles - Code of Practice (Second Revision) | Current | SUPERSEDES |  | 02
CED | IS 9417:2018 | Welding of High Strength Steel Bars for Reinforced Concrete Construction - Recommendations (Second Revision) | Current | SUPERSEDES |  | 02
CED | IS 1829 (Part 1):2017 | Library furniture and fittings - Specification: Part 1 timber (Second Revision) | Current | SUPERSEDES |  | 02
CED | IS 1829 (Part 2):2017 | Library furniture and fittings - Specification: Part 2 steel (Second Revision) | Current | SUPERSEDES |  | 02
CED | IS 16651:2017 | High Strength Deformed Stainless Steel Bars and Wires for Concrete Reinforcement - Specification | Current / New Pub | SUPERSEDES |  | 0
CED | IS 16526:2017 | Atactic polypropylene (APP) modified bituminous waterproofing and damp-proofing membrane with glass fibre reinforcement - Specification | Current / New Pub | SUPERSEDES |  | 0
CED | IS 4984:2016 | Polyethylene Pipes for Water Supply - Specification (Fifth Revision) | Current | SUPERSEDES |  | 05
CED | IS 383:2016 | Coarse and Fine Aggregate for Concrete - Specification (Third Revision) | Current | SUPERSEDES |  | 03
CED | IS 6315:2025 | Hydraulically Regulated Floor Springs - Specification Third Revision of IS 6315 ICS 91190 | Current | SUPERSEDES | IS 6315:1992 | 03
CED | IS 3097:2025 | Veneered Medium Density Particle Boards from Wood and other Lignocellulosic Material - Specification ( Third Revision ) | Current | SUPERSEDES | IS 3097 : 2006 | 03
CED | IS 11594:2025 | Mild Steel Thin Walled Sampling Tubes and Sampler Heads ? Specification (First Revision) | Current | SUPERSEDES | IS 11594 : 1985 | 01
CED | IS 905:2025 | Delivery Breechings for Fire Fighting - Dividing and Collecting - Instantaneous Pattern - Specification (third revision) | Current | SUPERSEDES | IS 905 : 1980 | 03
CED | IS 5820:2024 | PRECAST CONCRETE CABLE COVERS — SPECIFICATION (first revision) | Current | SUPERSEDES | IS 5820 : 1970 | 01
CED | IS 2556 (Part 16):2024 | Vitreous China Sanitary Appliances —Specification Part 16 Specific Requirements of Washdown Wall Mounted Water Closets (First Revision) | Current | SUPERSEDES | IS 2556 : Part 16 : 2002 | 01
CED | IS 1464:2024 | Clay Ridge and Ceiling Tiles - Specification (Third Revision) | Current | SUPERSEDES | IS 1464 : 1992 | 03
CED | IS 1140:2023 | Logs for Matches - Specification (Third Revision) | Current | SUPERSEDES | IS 1140 : 1988 | 03
CED | IS 4953:2023 | Wooden Handles for Hand Hammers Specification | Current | SUPERSEDES | IS 4953 : 1989 | 03
CED | IS 2892:2023 | Wooden Handles for Picks and Beaters Specification Third Revision | Current | SUPERSEDES | IS 2892 : 1993 | 03
CED | IS 3084:2023 | Pencil Slats Specification Third Revision | Current | SUPERSEDES | IS 3084 : 1989 | 03
CED | IS 6072:2023 | Autoclaved Reinforced Cellular Concrete Wall Slabs - Specifications (First Revision) | Current | SUPERSEDES | IS 6072 : 1971 | 01
CED | IS 16700:2023 | Criteria for Structural Safety of Tall Concrete Buildings | Current | SUPERSEDES | IS 16700 : 2017 | 01
CED | IS 15380:2023 | MOULDED HIGH DENSITY FIBRE HDF PANELLED DOOR SHUTTERS - SPECIFICATION ( First Revision ) | Current | SUPERSEDES | IS 15380 : 2003 | 01
CED | IS 3951 (Part 1):2023 | HOLLOW CLAY TILES FOR FLOORS AND ROOFS SPECIFICATION PART 1 FILLER TYPE | Current | SUPERSEDES | IS 3951 : Part 1 : 2009 | 03
CED | IS 2690 (Part 1):2023 | BURNT CLAY FLAT TERRACING TILES - SPECIFICATION: PART 1 MACHINE MADE (Third Revision) | Current | SUPERSEDES | IS 2690 : Part 1 : 1993 | 03
CED | IS 1725:2023 | STABILIZED SOIL BLOCKS USED IN GENERAL BUILDING CONSTRUCTION SPECIFICATION | Current | SUPERSEDES | IS 1725 : 2013 | 03
CED | IS 2690 (Part 2):2023 | BURNT CLAY FLAT TERRACING TILES - SPECIFICATION: PART 2 HAND MADE (Third Revision) | Current | SUPERSEDES | IS 2690 : Part 2 : 1992 | 03
CED | IS 2095 (Part 2):2022 | Gypsum plaster boards - specification: Part 2 Coated laminated gypsum plaster boards (Third Revision) | Current | SUPERSEDES | IS 2095 : Part 2 : 2001 | 03
CED | IS 11504:2020 | Criteria for Structural Design of Reinforced Concrete Natural Draught Cooling Towers ( First Revision ) | Current | SUPERSEDES |  | 01
CED | IS 4308:2019 | Dry Chemical Powders for Fire Fighting - BC, ABC and D Types - Specification ( Third Revision ) | Current | SUPERSEDES |  | 03
CED | IS 2691:2017 | Burnt Clay Facing Bricks - Specification (Third Revision) | Current | SUPERSEDES |  | 03
CED | IS 14276:2016 | Cement bonded particle boards - Specification (First Revision) | Current | SUPERSEDES |  | 01
CED | IS 2974 (Part 2):2026 | Design and Construction of Machine Foundations Code of Practice: Part 2 Block Foundations (Second Revision) | Current | SUPERSEDES | IS 2974 (Part 3):1992,IS 2974 (Part 4):1979,IS 2974 (Part 1):1982,IS 2974 (Part 2):1980 | 02
CED | IS 2189:2026 | Selection Installation and Maintenance of Automatic Fire Detection and Alarm System - Code of Practice Fifth Revision | Current | SUPERSEDES | IS 2189:2008 | 05
CED | IS 12823:2025 | Prelaminated Medium Density Particle Boards from Wood and other Lignocellulosic Material Specification (Second Revision) | Current | SUPERSEDES | IS 12823 : 2015 | 02
CED | IS 884:2025 | First-Aid Hose-Reel for Fire Fighting - Specification (Second Revision) | Current | SUPERSEDES | IS 884 : 1985 | 02
CED | IS 7692:2024 | Headform for Testing of Helmets - Specification (Second Revision) | Current | SUPERSEDES | IS 7692 : 1993 | 02
CED | IS 8442:2024 | Stand Post Type Water and Water-cum-Foam Monitor for Fire Fighting - Specification (Second Revision) | Current | SUPERSEDES | IS 8442 : 2008 | 02
ETD | IS/IEC 62271 (Part 105):2021 | High-voltage switchgear and controlgear : Part 105 Alternating current switch-fuse combinations for rated voltages above 1 kV up to and including 52 kV | Current | SUPERSEDES | IS/IEC 62271 : Part 105 : 2012 | 02
ETD | IS/IEC 60947 (Part 3):2020 | Low-Voltage Switchgear and Controlgear: Part 3 Switches Disconnectors Switch-Disconnectors and Fuse-Combination Units | Current | SUPERSEDES | IS/IEC 60947 : PART 3 : 2012 | 02
ETD | IS/IEC 60947 (Part 4/Sec 1):2023 | Low-Voltage Switchgear and Controlgear Part 4 Contactors and Motor-Starters Section 1 Electromechanical Contactors and Motor-Starters | Current | SUPERSEDES | IS/IEC 60947 (Part 4/Sec 1):2012,IS/IEC 60947 (Part 4/Sec 1):2018 | 03
ETD | IS/IEC 60947 (Part 4/Sec 3):2020 | Low-Voltage Switchgear And Controlgear: Part 4-3 Contactors And Motor-Starters Semiconductor Controllers And Semiconductor Contactors For Non-Motor Loads | Current | SUPERSEDES | IS/IEC 60947 : PART 4 : Sec 3 : 2014 | 03
ETD | IS 16102 (Part 2):2026 | Self-Ballasted LED Lamps for General Lighting Services Part 2 Performance Requirements Second Revision | Current | SUPERSEDES | IS 16102 (Part 2):2017 | 02
ETD | IS 398 (Part 2):2025 | Aluminium Conductor for Overhead Transmission Purposes - Specification Part 2 Aluminium Conductors Galvanized Steel Reinforced (Fourth Revision) | Current | SUPERSEDES | IS 398 : Part 5 : 1992 | 04
ETD | IS/IEC 60947 (Part 4/Sec 2):2020 | Low-Voltage switchgear and Controlgear: Part 4-2 Contactors and Motorstarters semiconductor motor controllers starters and Soft starters | Current | SUPERSEDES | IS/IEC 60947 : Part 4 : Sec 2 : 2011 | 02
ETD | IS 14763:2022 | CONDUIT SYSTEMS FOR CABLE MANAGEMENT OUTSIDE DIAMETERS OF CONDUITS FOR ELECTRICAL INSTALLATIONS AND THREADS FOR CONDUITS AND FITTINGS | Current | SUPERSEDES | IS 14763 : 2000 | 02
ETD | IS/IEC 60947 (Part 5/Sec 1):2024 | Low-Voltage Switchgear and Controlgear Part 5 Control Circuit Devices and Switching Elements Section 1 Electromechanical Control Circuit Devices (Third Revision) | Current | SUPERSEDES | IS/IEC 60947 (Part 5/Sec 1):2016 | 03
ETD | IS 16102 (Part 1):2026 | Self-Ballasted LED Lamps for General Lighting Services Part 1 Safety Requirements (First Revision) | Current | SUPERSEDES | IS 16102 (Part 1):2012 | 01
ETD | IS 16103 (Part 1):2025 | LED Modules for General Lighting Part 1 Safety Specifications (First Revision) | Current | SUPERSEDES | IS 16103 : Part 1 : 2012 | 01
ETD | IS 9815 (Part 1):2025 | Servo-Motor Operated Automatic Line Voltage Correctors Part 1 Correctors for Single-Phase Applications - Specification ( Third Revision ) | Current | SUPERSEDES | IS 9815 : Part 1 : 1994 | 03
ETD | IS 13730 (Part 0/Sec 4):2024 | Specification for particular types of winding wires Part 0 General requirements Sec 4 glass - Fibre wound resin or varnish impregnated bare or enamelled rectangular copper wire (Third Revision) | Current | SUPERSEDES | IS 13730 : Part 0 : Sec 4 : 2018 | 03
ETD | IS 13730 (Part 2):2024 | Specifications for particular types of winding wires Part 2 Solderable polyurethane enamelled round copper wire class 130 with a bonding layer | Current | SUPERSEDES | IS 13730 : Part 2 : 2018 | 03
ETD | IS 13730 (Part 0/Sec 2):2024 | Particular Types of Winding Wires — Specifications Part 0 General Requirements Section 2 Enamelled Rectangular Copper Wire (Third Revision) | Current | SUPERSEDES | IS 13730 : Part 0 : Sec 2 : 2018 | 03
ETD | IS 10624:2024 | High-Voltage Fuse-Links for Motor Circuit Applications — Specification (First Revision) | Current | SUPERSEDES | IS 10624 : 1983 | 01
ETD | IS 2993 (Part 1):2024 | a.c. Motor Capacitors Part 1 General - Performance, Testing and Rating - Safety Requirements - Guidance for Installation and Operation ( Third Revision ) | Current | SUPERSEDES | IS 2993 : 1998, IS 1709 : 1984 | 03
ETD | IS 2993 (Part 2):2024 | a.c. Motor Capacitors Part 2 Motor Start Capacitors ( Third Revision ) | Current | SUPERSEDES | IS 2993 : 1998 | 03
ETD | IS/IEC 62271 (Part 102):2018 | High-Voltage Switchgear and Controlgear Part 102 Alternating Current Disconnectors And Earthing Switches | Current | SUPERSEDES | IS/IEC 62271 : Part 102 : 2003 | 01
ETD | IS 12615:2026 | Line Operated Three Phase ac Motors IE CODE Efficiency Classes and Performance Specification | Current | SUPERSEDES | IS 12615:2018 | 04
ETD | IS 8572:2025 | Paper - Covered flexible / stranded copper conductors for transformer leads - Specification | Current | SUPERSEDES | IS 8572:1993 | 02
ETD | IS 10322 (Part 5/Sec 3):2026 | Luminaires Part 5: Particular requirements Section 3: Luminaires for road and street lighting (Second Revision) | Current | SUPERSEDES | IS 10322 (Part 5/Sec 3):2012 | 02
ETD | IS 10322 (Part 5/Sec 7):2026 | Luminaires Part 5: Particular requirements Section 7: Lighting chains (Second Revision) | Current | SUPERSEDES | IS 10322 (Part 5/Sec 7):2017 | 02
ETD | IS/IEC 61730 (Part 1):2023 | Photovoltaic (PV) Module Safety Qualification Part 1 Requirements for Construction (Second Revision) | Current | SUPERSEDES | IS/IEC 61730 : PART 1 : 2016 | 02
ETD | IS 996:2025 | SINGLE PHASE ac INDUCTION MOTORS FOR GENERAL PURPOSE (Fouth Revision) | Current | SUPERSEDES | IS 996 : 2009 | 04
ETD | IS/IEC 60127 (Part 2):2014 | Miniature fuses Part 2 Cartridge fuse-links (Second Revision) | Current | SUPERSEDES | IS/IEC 60127 : PART 2 : 2003 | 02
ETD | IS/IEC 60127 (Part 1):2023 | Miniature Fuses Part 1 Definitions for Miniature Fuses and General Requirements for Miniature Fuse-Links (Second Revision) | Current | SUPERSEDES | IS/IEC 60127 : PART 1 : 2006 | 02
ETD | IS 13730 (Part 17):2024 | Specification for particular types of winding wires Part 17 Polyvinyl acetal enamelled rectangular copper wire class 105 (SECOND REVISION) | Current | SUPERSEDES | IS 13730 : Part 17 : 2014 | 02
ETD | IS/IEC 62271 (Part 200):2021 | High-voltage switchgear and Controlgear Part 200 AC metal-enclosed switchgear and Controlgear for rated voltages above 1 kV and up to and Including 52 kV | Current | SUPERSEDES | IS/IEC 62271 : Part 200 : 2011 | 02
ETD | IS/IEC 62271 (Part 203):2022 | High-voltage switchgear and controlgear Part 203: AC gas-insulated metal-enclosed switchgear for rated voltages above 52 kV | Current | SUPERSEDES | IS/IEC 62271 : Part 203 : 2011 | 02
ETD | IS/IEC 62275:2018 | Cable management systems - Cable ties for electrical installations | Current | SUPERSEDES | IS/IEC 62275 : 2013 | 02
ETD | IS 1248 (Part 1):2021 | Direct Acting Indicating Analogue Electrical Measuring Instruments and their Accessories Part 1 Definitions and General Requirements ( Fifth Revision ) | Current | SUPERSEDES | IS 1248 : Part 1 : 2003 | 05
ETD | IS 1248 (Part 2):2021 | Direct Acting Indicating Analogue Electrical Measuring Instruments and their Accessories Part 2 Special Requirements for Ammeters and Voltmeters ( Fourth Revision ) | Current | SUPERSEDES | IS 1248 : Part 2 : 2003 | 04
ETD | IS 1248 (Part 3):2021 | Direct Acting Indicating Analogue Electrical Measuring Instruments and their Accessories Part 3 Special Requirements for Wattmeters and Varmeters ( Fourth Revision ) | Current | SUPERSEDES | IS 1248 : Part 3 : 2003 | 04
ETD | IS 1248 (Part 5):2021 | Direct Acting Indicating Analogue Electrical Measuring Instruments and their Accessories Part 5 Special Requirements for Phase Meters, Power Factor Meters and Synchroscopes ( Fourth Revision ) | Current | SUPERSEDES | IS 1248 : Part 5 : 2003 | 04
ETD | IS 1248 (Part 6):2021 | Direct Acting Indicating Analogue Electrical Measuring Instruments and their Accessories Part 6 Special Requirements for Ohmmeters ( Impedance meters ) and Conductance Meters (Fourth Revision) | Current | SUPERSEDES | IS 1248 : Part 6 : 2003 | 04
ETD | IS 1248 (Part 7):2021 | Direct Acting Indicating Analogue Electrical Measuring Instruments and their Accessories Part 7 Special Requirements for Multi-Function Instruments ( Fourth Revision ) | Current | SUPERSEDES | IS 1248 : Part 7 : 2003 | 04
ETD | IS 1248 (Part 8):2021 | Direct Acting Indicating Analogue Electrical Measuring Instruments and their Accessories Part 8 Special Requirements for Accessories ( Fourth Revision ) | Current | SUPERSEDES | IS 1248 : Part 8 : 2003 | 04
ETD | IS 1248 (Part 4):2021 | Direct Acting Indicating Analogue Electrical Measuring Instruments and their Accessories Part 4 Special Requirements for Frequency Meters ( Fourth Revision ) | Current | SUPERSEDES | IS 1248 : Part 4 : 2003 | 04
ETD | IS 12762 (Part 3):2020 | Photovoltaic Devices Part 3 Measurement Principles for Terrestrial Photovoltaic PV Solar Devices with Reference Spectral Irradiance Data ( Third Revision ) | Current | SUPERSEDES |  | 03
ETD | IS 369:2019 | Household electric direct - Acting room heaters - Performance requirements (Fourth Revision) | Current | SUPERSEDES |  | 04
ETD | IS 374:2019 | Specification for electric ceiling type fans and regulators (Third Revision) | Current | SUPERSEDES |  | 04
ETD | IS 13730 (Part 4):2018 | Specification for particular types of winding wires: Part 4 solderable polyurethane enamelled round copper wire, class 130, (Second Revision) | Current | SUPERSEDES |  | 02
ETD | IS 13730 (Part 0/Sec 1):2018 | Specifications for particular types of winding wires: Part 0 general requirements: Sec 1 enamelled round copper wire (Second Revision) | Current | SUPERSEDES |  | 02
ETD | IS/IEC 60269 (Part 6):2010 | Low-Voltage Fuses Part 6 Supplementary Requirements for Fuse-Links for the Protection of Solar Photovoltaic Energy Systems | Current / New Pub | SUPERSEDES |  | 0
ETD | IS 2418 (Part 2):2018 | Tubular fluorescent lamps for general lighting service: Part 2 performance requirements (Second Revision) | Current | SUPERSEDES |  | 02
ETD | IS 335:2018 | New insulating oils - Specification (Fifth Revision) | Current | SUPERSEDES |  | 05
ETD | IS 13730 (Part 20):2018 | Specifications for particular types of winding wires: Part 20 solderable polyurethane enamelled round copper wire, class 155 (Second Revision) | Current | SUPERSEDES |  | 02
ETD | IS 2082:2018 | Stationary storage type electric water heaters - Specification (Fifth Revision) | Current | SUPERSEDES |  | 05
ETD | IS/IEC 61537:2023 | Cable management Cable tray systems and cable ladder systems (First Revision) | Current | SUPERSEDES | IS/IEC 61537:2006 | 01
ETD | IS 16783:2026 | Cable Cleats for Electrical Installations (First Revision) | Current | SUPERSEDES | IS 16783:2018 | 01
ETD | IS 17039:2026 | Industrial Cable Reels (First Revision) | Current | SUPERSEDES | IS 17039:2018 | 01
ETD | IS 1146:2026 | Rubber and Plastics Containers for Lead-Acid Storage Batteries — Specification ( Third Revision ) | Current | SUPERSEDES | IS 1146:1981 | 03
ETD | IS/IEC 61439 (Part 3):2024 | Low-voltage switchgear and controlgear assemblies Part 3: Distribution boards intended to be operated by ordinary persons DBO First Revision | Current | SUPERSEDES | IS/IEC 61439 (Part 3):2012 | 01
ETD | IS/IEC 61439 (Part 4):2024 | Low-Voltage Switchgear and Controlgear Assemblies Part 4: Particular requirements for assemblies for construction sites ACS First Revision | Current | SUPERSEDES | IS/IEC 61439 (Part 4):2012 | 01
ETD | IS 17120:2026 | In-cable control and protection device IC-CPD for mode 2 charging of electric road vehicles (First Revision) | Current | SUPERSEDES | IS 17120:2019 | 01
ETD | IS/IEC 61439 (Part 5):2023 | Low-voltage switchgear and controlgear assemblies Part 5: Assemblies for power distribution in public networks First Revision | Current | SUPERSEDES | IS/IEC 61439 (Part 5):2014 | 01
ETD | IS 16614 (Part 1):2026 | Double-Capped LED Linear Lamps Part 1 Safety Requirements (First Revision) | Current | SUPERSEDES | IS 16614 (Part 1):2018 | 01
ETD | IS 10322 (Part 5/Sec 8):2026 | Luminaires Part 5: Particular requirements Section 8: Luminaires for emergency lighting (First Revision) | Current | SUPERSEDES | IS 10322 (Part 5/Sec 8):2013 | 01
ETD | IS/IEC 62271 (Part 202):2022 | High-voltage switchgear and controlgear Part 202: AC prefabricated substations for rated voltages above 1 kV and up to and including 52 kV (First Revision) | Current | SUPERSEDES | IS/IEC 62271 : Part 202 : 2014 | 01
ETD | IS/IEC/TS 62915:2023 | Photovoltaic (PV) Modules -Type Approval, Design and Safety Qualification Retesting (First Revision) | Current | SUPERSEDES | IS/IEC/TS 62915 : 2018 | 01
ETD | IS 8144:2025 | Multipurpose Dry Batteries Specification (Third Revision) | Current | SUPERSEDES | IS 8144 : 2018 | 03
ETD | IS 2069:2025 | Drums for covered winding wires and strips for electrical purposes - Specification (Third Revision) | Current | SUPERSEDES | IS 2069 : 1991 | 03
ETD | IS/IEC 60127 (Part 6):2023 | Miniature Fuses Part 6 Fuse-Holders for Miniature Fuse-Links (First Revision) | Current | SUPERSEDES | IS/IEC 127 : PART 6 : 1994 | 01
ETD | IS 13730 (Part 1):2025 | Specification for Particular Types of Winding Wires Part 1 Polyvinyl Acetal Enamelled Round Copper Wire, Class 105 ( Second Revision ) | Current | SUPERSEDES | IS 13730 : Part 1 : 1993, IS 13730 : Part 1 : 2018 | 01
ETD | IS 13730 (Part 0/Sec 6):2024 | Specification for Particular Types of Winding Wires Part 0 General Requirements Section 6 Glass-Fibre Wound Resin or Varnish Impregnated, Bare or Enamelled Round Copper Wire ( First Revision ) | Current | SUPERSEDES | IS 13730 : Part 0 : Sec 6 : 2012 | 01
ETD | IS 13730 (Part 25):2024 | Particular Types of Winding Wires - Specification Part 25 Polyester or Polyesterimide Overcoated with Polyamide-Imide Enamelled Round Aluminium Wire, Class 200 ( First Revision ) | Current | SUPERSEDES | IS 13730 : Part 25 : 2015 | 01
ETD | IS 12640 (Part 1):2024 | Residual current operated circuitBreakers without integral overcurrent protection for household and similar uses Rccbs: Part 1 general rules (Third Revision) | Current | SUPERSEDES | IS 12640 : Part 1 : 2016 | 03
ETD | IS 2083:2024 | FLASHLIGHT- SPECIFICATION (Third Revision) | Current | SUPERSEDES | IS 2083 : 1991 | 03
ETD | IS 11287:2023 | Bridge Insulations Testers (Magneto Generator Type) - Specification (First Revision) | Current | SUPERSEDES | IS 11287 : 1985 | 01
ETD | IS/IEC 62271 (Part 103):2021 | High-voltage switchgear and controlgear Part 103 Alternating current switches for rated voltages above 1 kV up to and including 52 kV ( First Revision ) | Current | SUPERSEDES | IS/IEC 62271 : Part 103 : 2011 | 01
ETD | IS/IEC 62271 (Part 109):2019 | High-Voltage switchgear and Controlgear: Part 109 Alternating-current series capacitor by-pass switches | Current | SUPERSEDES | IS/IEC 62271 : PART 109 : 2008 | 01
ETD | IS/IEC 62271 (Part 1):2017 | HIGH-VOLTAGE SWITCHGEAR AND CONTROLGEAR PART 1 COMMON SPECIFICATIONS FOR ALTERNATING CURRENT SWITCHGEAR AND CONTROLGEAR | Current | SUPERSEDES | IS/IEC 62271 : PART 1 : 2007 | 01
ETD | IS 14927 (Part 1):2023 | Cable Trunking Systems and Cable Ducting Systems for Electrical Installations Part 1: General Requirements first revision | Current | SUPERSEDES | IS 14927 : Part 1 : 2001 | 01
ETD | IS/IEC 62271 (Part 100):2021 | High-voltage switchgear and controlgear Part 100 Alternating-current circuit-breakers | Current | SUPERSEDES | IS/IEC 62271 : PART 100 : 2008 | 01
ETD | IS/IEC 62271 (Part 111):2019 | High Voltage Switchgear and Controlgear: Part 111 Automatic circuit reclosers for alternating current systems up to and including 38 kV | Current | SUPERSEDES | IS/IEC 62271 : Part 111 : 2012 | 01
ETD | IS/IEC/TS 61439 (Part 7):2023 | Low-voltage switchgear and controlgear assemblies Part 7: Assemblies for specific applications such as marinas camping sites market squares electric vehicle charging stations (First Revision)) | Current | SUPERSEDES | IS/IEC/TS 61439 : Part 7 : 2014 | 01
ETD | IS/IEC 61439 (Part 2):2020 | Low-voltage switchgear and controlgear assemblies Part 2: Power switchgear and controlgear assemblies (First Revision) | Current | SUPERSEDES | IS/IEC 61439 : Part 2 : 2011 | 01
ETD | IS/IEC 60947 (Part 6/Sec 2):2020 | Low-voltage switchgear and controlgear Part 6-2: Multiple function equipment Control and protective switching devices or equipment (CPS) | Current | SUPERSEDES | IS/IEC 60947 : Part 6 : Sec 2 : 2007 | 01
ETD | IS/IEC 60947 (Part 6/Sec 1):2021 | Low-voltage switchgear and controlgear Part 6 Multiple function equipment Section 1 Transfer switching equipment (First Revision) | Current | SUPERSEDES | IS/IEC 60947 : Part 6 : Sec 1 : 2013 | 01
ETD | IS/IEC 62271 (Part 104):2023 | High-Voltage Switchgear and Controlgear : Part 104 Alternating Current Switches for Rated Voltages Higher than 52 kV | Current | SUPERSEDES | IS/IEC 62271 : Part 104 : 2009 | 01
ETD | IS/IEC 60947 (Part 5/Sec 2):2019 | LLow-Voltage Switchgear and Controlgear Part 5 Control Circuit Devices and Switching Elements Section 2 Proximity Switches ( First Revision ) | Current | SUPERSEDES | IS/IEC 60947 : Part 5 : Sec 2 : 2007 | 01
ETD | IS/IEC 62271 (Part 106):2021 | High-voltage switchgear and controlgear Part 106: Alternating current contactors contactor-based controllers and motorstarters | Current | SUPERSEDES | IS/IEC 62271 : Part 106 : 2012 | 01
ETD | IS 14286 (Part 1/Sec 1):2023 | Terrestrial photovoltaic (PV) modules Design qualification and type approval Part 1-1 Special requirements for testing of crystalline silicon photovoltaic (PV) modules (Third Revision) | Current | SUPERSEDES | IS 14286 : Part 1 : Sec 1 : 2019 | 01
ETD | IS 14286 (Part 1/Sec 2):2023 | Terrestrial photovoltaic (PV) modules Design qualification and type approval Part 1-2 Special requirements for testing of thin-film Cadmium Telluride (CdTe) based photovoltaic (PV) modules (Third Revision) | Current | SUPERSEDES | IS 14286 : Part 1 : Sec 2 : 2019 | 01
ETD | IS 14286 (Part 1/Sec 3):2023 | Terrestrial photovoltaic (PV) modules Design qualification and type approval Part 1-3 Special requirements for testing of thin-film amorphous silicon based photovoltaic (PV) modules (Third Revision) | Current | SUPERSEDES | IS 14286 : Part 1 : Sec 3 : 2019 | 01
ETD | IS 14286 (Part 1/Sec 4):2023 | Terrestrial photovoltaic (PV) modules Design qualification and type approval Part 1-4 Special requirements for testing of thin-film Cu (In,ga) (S,Se) 2 based photovoltaic (PV) modules (Third Revision) | Current | SUPERSEDES | IS 14286 : Part 1 : Sec 4 : 2019 | 01
ETD | IS 1765:2020 | Direct-Current Potentiometers ( Third Revision ) | Current | SUPERSEDES |  | 03
ETD | IS/IEC 60079 (Part 0):2017 | Explosive Atmospheres Part 0 Equipment — General Requirements ( Third Revision ) | Current | SUPERSEDES |  | 03
ETD | IS/IEC 61730 (Part 1):2016 | Photovoltaic (PV) Module Safety Qualification Part 1 Requirements for Construction ( First Revision ) | Current | SUPERSEDES |  | 01
ETD | IS 13730 (Part 49):2018 | Specifications for particular types of winding wires: Part 49 glass - Fibre wound, high temperature resin or varnish - Impregnated, bare or enamelled round copper wire, class 180 (First Revision) | Current | SUPERSEDES |  | 01
ETD | IS 13730 (Part 50):2018 | Specifications for particular types of winding wires: Part 50 glass - Fibre wound, silicone resin or varnish impregnated, bare or enamelled round copper wire, class 200 (First Revision) | Current | SUPERSEDES |  | 01
ETD | IS 13730 (Part 53):2018 | Specifications for particular types of winding wires: Part 53 aromatic polyimide (Aramid) tape wrapped rectangular copper wire, temperature index 220 (First Revision) | Current | SUPERSEDES |  | 01
ETD | IS/IEC 60947 (Part 2):2016 | Low - Voltage switchgear and controlgear: Part 2 circuit - Breakers (First Revision) | Current | SUPERSEDES |  | 01
ETD | IS 13730 (Part 31):2018 | Specifications for particular types of winding wires: Part 31 glass fibre wound, resin or varnish impregnated, bare or enamelled rectangular copper wire, temperature index 180 (First Revision) | Current | SUPERSEDES |  | 01
ETD | IS 13730 (Part 32):2018 | Specifications for particular types of winding wires: Part 32 glass fibre wound, resin or varnish impregnated, bare or enamelled rectangular copper wire, temperature index 155 (First Revision) | Current | SUPERSEDES |  | 01
ETD | IS 13730 (Part 33):2018 | Specifications for particular types of winding wires: Part 33 glass fibre wound, resin or varnish impregnated, bare or enamelled rectangular copper wire, temperature index 200 (First Revision) | Current | SUPERSEDES |  | 01
ETD | IS 13730 (Part 39):2018 | Specifications for particular types of winding wires: Part 39 glass - Fibre braided resin or varnish - Impregnated, bare or enamelled rectangular copper wire, temperature index 180 (First Revision) | Current | SUPERSEDES |  | 01
ETD | IS 13730 (Part 48):2018 | Specifications for particular types of winding wires: Part 48 glass - Fibre wound resin or varnish impregnated, bare or enamelled round copper wire, temperature index 155 (First Revision) | Current | SUPERSEDES |  | 01
ETD | IS/IEC 62271 (Part 201):2014 | High-Voltage Switchgear and Controlgear Part 201 ac Solid-Insulation Enclosed Switchgear and Controlgear for Rated Voltages Above 1 kV up to and Including 52 kV ( First Revision ) | Current | SUPERSEDES |  | 01
ETD | IS 2071 (Part 1):2016 | High - Voltage test techniques: Part 1 general definitions and test requirements (Third Revision) | Current | SUPERSEDES |  | 03
ETD | IS 12021:2015 | Control transformers or switchgear and controlgear for voltages not exceeding 1000 v a.c. - Specification (First Revision) | Current | SUPERSEDES |  | 01
ETD | IS 1180 (Part 1):2014 | Outdoor Type Oil Immersed Distribution Transformers Upto and Including 2 500 kVA, 33kV - Specification Part 1 Mineral Oil Immersed (Fourth Revision) | Current | SUPERSEDES | IS 1180 (PART 2) : 1989 | 04
ETD | IS 8783 (Part 2):2026 | Winding wires for submersible motors - Specification: Part 2 materials for dielectric and jacket (Second Revision) | Current | SUPERSEDES | IS 8783 (Part 2):1995 | 02
ETD | IS 8783 (Part 4/Sec 1):2026 | Winding wires for submersible motors - Specification: Part 4 specification for indmdual wires: Sec 1 HR PVC insulated wires (Second Revision) | Current | SUPERSEDES | IS 8783 (Part 4/Sec 1):1995 | 02
ETD | IS 8783 (Part 4/Sec 2):2026 | Winding wires for submersible motors - specification: Part 4 specification for individual wires: Sec 2 crosslinked polyethylene insulated and polyamide jacketed wires (Second Revision) | Current | SUPERSEDES | IS 8783 (Part 4/Sec 2):1995 | 02
ETD | IS 8783 (Part 4/Sec 3):2026 | Winding wires for submersible motors - Specification: Part 4 specification for individual wires: Sec 3 polyester and polypropylene insulated winding wires (Second Revision) | Current | SUPERSEDES | IS 8783 (Part 4/Sec 3):1995 | 02
ETD | IS 1944:2026 | Code of Practice for Road and Tunnel Lighting (Second Revision) | Current | SUPERSEDES | IS 1944 (Part 12):1970,IS 1944 (Part 5):1981,IS 1944 (Part 6):1981,IS 1944 (Part 7):1981 | 02
ETD | IS 4289 (Part 1):2026 | Flexible Cables for Lifts and other Flexible Connections- Specification Part 1 Elastomer Insulated Cables | Current | SUPERSEDES | IS 4289 (Part 1):1984 | 02
ETD | IS 9708:2026 | Overhead lines Requirements and tests for aeolian vibration dampers | Current | SUPERSEDES | IS 9708:1993 | 02
ETD | IS 10322 (Part 5/Sec 1):2026 | Luminaires Part 5: Particular requirements Section 1: Fixed general purpose luminaires (Second Revision) | Current | SUPERSEDES | IS 10322 (Part 5/Sec 1):2012 | 02
ETD | IS 10322 (Part 5/Sec 2):2026 | Luminaires Part 5: Particular requirements Section 2: Recessed luminaires and recessed air-handling luminaires (Second Revision) | Current | SUPERSEDES | IS 10322 (Part 5/Sec 2):2012 | 02
ETD | IS 10322 (Part 5/Sec 5):2026 | Luminaires Part 5: Particular requirements Section 5: Floodlights (Second Revision) | Current | SUPERSEDES | IS 10322 (Part 5/Sec 5):2013 | 02
ETD | IS 13925 (Part 1):2025 | SHUNT CAPACITORS FOR AC POWER SYSTEMS HAVING A RATED VOLTAGE ABOVE 1 000 V PART 1: GENERAL Second Revision | Current | SUPERSEDES | IS 13925 (Part 1):2012 | 02
ETD | IS/IEC 62271 (Part 207):2023 | High-voltage switchgear and controlgear Part 207: Seismic qualification for gas-insulated switchgear assemblies metal enclosed and solid-insulation enclosed switchgear for rated voltages above 1 kV Second Revision | Current | SUPERSEDES | IS/IEC 62271 : PART 207 : 2012 | 02
ETD | IS 7098 (Part 1):2025 | Crosslinked Polyethylene Insulated Thermoplastic Sheathed Cables - Specification Part 1 For Working Voltages up to and Including 1 100 Volts (Second Revision) | Current | SUPERSEDES | IS 7098 : Part 1 : 1988 | 02
ETD | IS 4250:2025 | Electric Food-Mixers (Liquidizers and Grinders) and Centrifugal Juicers - Specification ( Second Revision ) | Current | SUPERSEDES | IS 4250 : 1980 | 02
ETD | IS/IEC 60079 (Part 11):2023 | Explosive Atmospheres Part 11 Equipment Protection by Intrinsic Safety “i” (Second Revision) | Current | SUPERSEDES | IS/IEC 60079 : PART 11 : 2011 | 02
ETD | IS 13340 (Part 1):2024 | Shunt Power Capacitors of the Self-Healing Type for a.c. Systems Having a Rated Voltage up to and Including 1 000 V Part 1 General - Performance, Testing and Rating - Safety Requirements - Guide for Installation and Operation (Second Revision) | Current | SUPERSEDES | IS 13340 : PART 1 : 2012 | 02
ETD | IS 14570:2024 | Electrical Measuring Transducers for Converting A.C and D.C Electrical Quantities to Analogue or Digital Signals (Third Revision) | Current | SUPERSEDES | IS 14570 : 2021 | 02
ETD | IS 5950:2024 | Shot Firing Cables (for Use Other than in Shafts) - Specification (Second Revision) | Current | SUPERSEDES | IS 5950 : 1984 | 02
ETD | IS 302 (Part 2/Sec 7):2024 | Safety of Household And Similar Electrical Appliances Part 2 Particular Requirements Section 7: Domestic Electric Clothes Washing Machines | Current | SUPERSEDES | IS 302 : Part 2 : Sec 7 : 2010 | 02
ETD | IS 2593:2023 | Flexible Cables for Miners' Cap Lamps - Specification (Second Revision) | Current | SUPERSEDES | IS 2593 : 1984 | 02
ETD | IS 12762 (Part 9):2023 | Photovoltaic Devices Part 9: Classification of Solar Simulator Characteristicses (First Revision) | Current | SUPERSEDES | IS 12762 : PART 9 : 2010 | 01
ETD | IS 16792 (Part 1/Sec 4):2023 | Measurement Procedures for Materials Used in Photovoltaic Modules Part 1: Encapsulants Section 4 Measurement of Optical Transmittance and Calculation of the Solar-Weighted Photon Transmittance Yellowness Index and UV Cut-Off Wavelength (First Revision) | Current | SUPERSEDES | IS 16792 : Part 1 : Sec 4 : 2019 | 01
ETD | IS 2848:2023 | INDUSTRIAL PLATINUM RESISTANCE THERMOMETERS AND PLATINUM TEMPERATURE SENSORS | Current | SUPERSEDES | IS 2848 : 1986 | 02
MTD | IS 2258:2023 | Rolled Zinc Plate, Sheet And Strip ? Specification(Third Revision) | Current | SUPERSEDES | IS 2258 : 1981 | 03
MTD | IS 733:2025 | Wrought Aluminium and Aluminium Alloy Bars, Rods, Sections, Extruded Tube, Hollow Sections and Profiles for General Engineering Purposes ― Specification (Fourth Revision) | Current | SUPERSEDES | IS: IS 733 : 1983 , IS 1285 : 2023 | 04
MTD | IS 1079:2017 | Hot rolled carbon steel sheet, plate and strip - Specification (Seventh Revision) | Current | SUPERSEDES |  | 07
MTD | IS 5986:2017 | Hot rolled steel sheet, plate and strip for forming and flanging purposes - Specification (Fourth Revision) | Current | SUPERSEDES |  | 04
MTD | IS 513 (Part 2):2016 | Cold reduced carbon steel sheet and strip: Part 2 high tensile and multi - Phase steel (Sixth Revision) | Current | SUPERSEDES |  | 06
MTD | IS 6911:2026 | STAINLESS STEEL PLATE, SHEET AND STRIP - SPECIFICATION (Third revision) | Current | SUPERSEDES | IS 6911:2017 | 03
MTD | IS 713:2026 | Zinc-Aluminium Alloy Ingots intended for Foundry and Die Castings ― Specification | Current | SUPERSEDES | IS 713:1981 | 03
MTD | IS 15961:2025 | Hot Dip Aluminium-Zinc Alloy Metallic Coated Steel Strip and Sheet - Specification (First Revision) | Current | SUPERSEDES | IS 15961 : 2012 | 01
MTD | IS 2062 (Part 1):2025 | Structural Steel - Part 1 - Hot Rolled Medium and High tensile Steel | Current | SUPERSEDES | IS 2062:2011 | 08
MTD | IS 1254:2025 | Corrugated Aluminium Sheet (Fifth Revision) | Current | SUPERSEDES | IS 1254 : 2007 | 05
MTD | IS 513 (Part 1):2016 | Cold reduced carbon steel sheet and strip: Part 1 cold forming and drawing purpose (Sixth Revision) | Current | SUPERSEDES |  | 06
MTD | IS 1284:2024 | Wrought Aluminium Alloy Bolt and Screw Stock (for General Engineering Purposes) ? Specification ( Third Revision ) | Current | SUPERSEDES | IS 1284 : 1975 | 03
MTD | IS 3024:2015 | Cold Rolled Grain Oriented Electrical Steel Strip and Sheet Delivered in Fully Processed State (Third Revision) | Current | SUPERSEDES |  | 03
MTD | IS 21:2025 | Wrought Aluminium and Aluminium Alloys for Manufacture of Utensils - Specification (Fifth Revision) | Current | SUPERSEDES | IS 21 : 1992 | 05
MTD | IS 1921:2025 | SOLDER WIRE - SOLID AND FLUX CORED - SPECIFICATION (THIRD REVISION) | Current | SUPERSEDES | IS 1921 : 2005 | 04
MTD | IS 1068:2025 | Metallic and other inorganic coatings - Electrodeposited coatings of nickel, nickel plus chromium, copper plus nickel and of copper plus nickel plus chromium (Fourth Revision) | Current | SUPERSEDES | IS 1068 : 1993, IS 12393 : 1988 | 04
MTD | IS 2002:2024 | Steel Plate for Pressure Vessel for Intermediate and High Temperature Service Including Boilers — Specification (Fourth Revision) | Current | SUPERSEDES | IS 2002 : 2009 | 04
MTD | IS 617:2024 | Aluminium and Aluminium Alloys Ingots for Remelting and Castings for General Engineering Purposes — Specification (Fourth Revision) | Current | SUPERSEDES | IS 617 : 1994 | 04
MTD | IS 209:2024 | Refined Zinc - Specification (Fifth Revision) | Current | SUPERSEDES | IS 209 : 1992, IS 13229 : 1991, IS 4699 : 1984 | 05
MTD | IS 9997:2023 | ALUMINIUM ALLOY REDRAW RODS FOR ELECTRICAL PURPOSES - SPECIFICATION | Current | SUPERSEDES | IS 9997 : 1991 | 02
MTD | IS 4026:2023 | ALUMINIUM INGOTS BILLETS AND WIRE BARS EC GRADE | Current | SUPERSEDES | IS 4026 : 2007 | 04
MTD | IS 277:2018 | Galvanized steel strips and sheets (Plain And Corrugated) - Specification (Seventh Revision) | Current | SUPERSEDES |  | 07
MTD | IS 10748:2025 | Hot-Rolled Steel Strip for Welded Tubes and Pipes - Specification ( Third Revision) | Current | SUPERSEDES | IS 10748:2004 | 03
MTD | IS 6912:2025 | Copper and Copper Alloys Forging Stock and Forging - Specification ( Third Revision ) | Current | SUPERSEDES | IS 6912 : 2005 | 03
MTD | IS 8362:2025 | Copper and Copper Alloy Rolled Plates for Condensers and Heat Exchangers - Specification ( First Revision ) | Current | SUPERSEDES | IS 8362 : 1977 | 01
MTD | IS 4027 (Part 1):2025 | Methods for Chemical Analysis of Bronzes Part 1 Determination of Copper and Lead by Electrolytic Method (Second Revision) | Current | SUPERSEDES | IS 4027 : Part 1 : 1987 | 02
MTD | IS 6751:2025 | Aluminium Alloy Castings and Strips for Bearings ? Specification (First Revision) | Current | SUPERSEDES | IS 6751 : 1972 | 01
MTD | IS 228 (Part 7):2025 | Methods for chemical analysis of steels Part 7 Determination of molybdenum by alpha-benzoinoxime method in alloy steels (for molybdenum > 1 percent and not containing tungsten) (Fourth Revision) | Current | SUPERSEDES | IS 228 : Part 7 : 1990 | 04
MTD | IS 3600 (Part 3):2025 | Welded Joints and Weld Metal - Method of Test: Part 3 Destructive Tests on Welds in Metallic Materials - Transverse Tensile Test ( Fifth Revision ) | Current | SUPERSEDES | IS 3600 : Part 3 : 2018 | 05
MTD | IS 3600 (Part 5):2025 | Welded Joints and Weld Metal - Method of Test: Part 5 Destructive Tests on Welds in Metallic Materials - Bend Tests ( Fourth Revision ) | Current | SUPERSEDES | IS 3600 : Part 5 : 2018 | 04
MTD | IS 3600 (Part 2):2025 | Welded Joints and Weld Metal - Method of Test: Part 2 Destructive Tests on Welds in Metallic Materials - Impact Tests - Test Specimen Location, Notch Orientation and Examination ( Fourth Revision ) | Current | SUPERSEDES | IS 3600 : Part 2 : 2022 | 04
MTD | IS 228 (Part 2):2024 | Methods for chemical analysis of steels Part 2 Determination of manganese in plain-carbon and low alloy steels by arsenite method (Fourth Revision) | Current | SUPERSEDES | IS 228 : Part 2 : 1987 | 04
MTD | IS 12447:2024 | Zinc and Zinc Alloy Wire for Thermal Spraying (Metallizing) — Specification (First Revision) | Current | SUPERSEDES | IS 12447 : 1988 | 01
MTD | IS 3039:2024 | STRUCTURAL STEEL FOR CONSTRUCTION OF SHIPS - SPECIFICATION (Third revision) | Current | SUPERSEDES | IS 3039 : 1988 | 03
MTD | IS 11084:2023 | SILVER PALLADIUM ALLOY WIRE AND STRIP FOR ELECTRICAL CONTACTS - SPECIFICATION (FIRST REVISION) | Current | SUPERSEDES | IS 11084 : 1984 | 01
MTD | IS 11110:2023 | Copper - Lead powder - Specification | Current | SUPERSEDES | IS 11110 : 1984 | 01
MTD | IS 5484:2023 | EC GRADE ALUMINIUM ROD PRODUCED BY CONTINUOUS CASTING AND ROLLING - SPECIFICATION | Current | SUPERSEDES | IS 5484 : 1997 | 03
MTD | IS 6901:2018 | Gas welding equipment - Pressure regulators and pressure regulators with flow - Metering devices for gas cylinders used in welding, cutting and allied processes up to 300 bar (30 MPA) (Third Revision) | Current | SUPERSEDES |  | 03
MTD | IS 1148:2009 | Steel Rivet Bars (medium And High Tensile) - For Structural Purposes - For Structural Purposes | Current | SUPERSEDES | IS 1149 : 1992 | 04
MTD | IS 1171:2026 | Ferromanganese — Specification (Sixth Revision ) | Current | SUPERSEDES | IS 1171:2011 | 06
MTD | IS 5897:2026 | Welding Consumables — Wire electrodes, wires and rods for welding of aluminium and aluminium alloys — Specification ( Second Revision ) | Current | SUPERSEDES | IS 5897:1985 | 02
MTD | IS 2507:2026 | Cold-reduced carbon and alloy steel sheets and strips - Specification | Current | SUPERSEDES | IS 2507:1975,IS 7226:1974 | 02
MTD | IS 10773:2025 | Wrought copper tubes for refrigeration and air-conditioning purposes — Specification (Second Revision) | Current | SUPERSEDES | IS 10773:1995 | 02
MTD | IS 1875:2025 | Steel Ingots, Billets, Blooms, Slabs and Bars For Forging - Specification (Sixth Revision) | Current | SUPERSEDES | IS 1875 : 1992, IS 4368 : 1967 | 06
MTD | IS 2112:2025 | SILVER AND SILVER ALLOYS, JEWELLERY/ARTEFACTS - FINENESS AND MARKING - SPECIFICATION (FOURTH REVISION) | Current | SUPERSEDES | IS 2112 : 2014 | 04
MTD | IS 3266:2025 | Metallic and Other Inorganic Coatings - Electrodeposited Gold and Gold Alloy Coatings for Electrical, Electronic and Engineering Purposes - Specification and Test Methods (Second Revision) | Current | SUPERSEDES | IS 3266 : 1982 | 02
MTD | IS 2041:2024 | Steel Plates and Strips for Pressure Vessels Used at Moderate and Low Temperature — Specification (Fourth Revision) | Current | SUPERSEDES | IS 2041 : 2009 | 04
MTD | IS 11286:2024 | Corrosion Resistant High Alloy Steel, Nickel Base and Cobalt Base Investment Castings for Severe Applications — Specification (Second Revision) | Current | SUPERSEDES | IS 11286 : 1995 | 02
MTD | IS 3600 (Part 4):2024 | Fusion Welded Joints and Weld Metal in Steel — Method of Test Part 4 Destructive Tests on Welds in Metallic Materials — Longitudinal Tensile Test on Weld Metal in Fusion Welded Joints (Third Revision) | Current | SUPERSEDES | IS 3600 : Part 4 : 1984 | 03
MTD | IS 211:2024 | Antimony Ingot — Specification (Fifth Revision) | Current | SUPERSEDES | IS 211 : 1992 | 05
MTD | IS 5479:2024 | Solders for Jointing Aluminium and Aluminium Alloys — Specification (Second Revision) | Current | SUPERSEDES | IS 5479 : 1985 | 02
MTD | IS 193:2024 | Soft solder alloys - Chemical compositions and forms - Specification (Sixth Revison) | Current | SUPERSEDES | IS 193 : 2000 | 06
MTD | IS 3989:2024 | CENTRIFUGALLY CAST (SPUN) IRON SPIGOT AND SOCKET PIPES, FITTINGS AND ACCESSORIES - SPECIFICATION (Fourth Revision) | Current | SUPERSEDES | IS 3989 : 2009 | 04
MTD | IS 3717:2024 | Refined Secondary Lead - Specification (Second Revision) | Current | SUPERSEDES | IS 3717 : 1977 | 02
MTD | IS 3168:2024 | Brass Strip and Foil for Deep Drawing - Specification (Second Revision) | Current | SUPERSEDES | IS 3168 : 1981 | 02
MTD | IS 26:2024 | Tin ingot - Specification (fifth revision) | Current | SUPERSEDES | IS 26 : 1992, IS 4280 : 1992 | 05
MTD | IS 1772:2024 | ELECTROPLATED COATINGS OF COPPER - SPECIFICATION | Current | SUPERSEDES | IS 1772 : 1973 | 02
MTD | IS 4826:2023 | Hot-Dip Galvanized Coatings on Round Steel Wires - Requirements | Current | SUPERSEDES | IS 4826 : 1979 | 02
MTD | IS 2605:2023 | Zinc Anodes For Electroplating - Specification (Second Revision) | Current | SUPERSEDES | IS 2605 : 1985 | 02
MTD | IS 8800:2023 | TECHNICAL DELIVERY CONDITIONS FOR STEEL CASTINGS EXCLUDING INVESTMENT CASTINGS | Current | SUPERSEDES | IS 8800 : 1997 | 04
MTD | IS 1536:2023 | Centrifugally cast (spun) iron pressure pipes for water, gas and sewage - Specification | Current | SUPERSEDES | IS 1536 : 2001 | 05
MTD | IS/ISO 3183:2019 | Petroleum and Natural Gas Industries Steel Pipe for Pipeline Transportation Systems ( Second Revision ) | Current | SUPERSEDES | IS/ISO 3183 : 2012 | 02
MTD | IS 15756:2022 | Metallic materials - Sheet and strip - Determination of tensile strain hardening exponent | Current | SUPERSEDES | IS 15756 : 2007 | 01
MTD | IS 11169 (Part 1):2022 | Specification for steels for cold headingcold extrusion applications: Part 1 wrought carbon and low alloy steels | Current | SUPERSEDES | IS 11169 : Part 1 : 1984 | 02
MTD | IS 1993:2018 | Cold - Reduced tinmill products - Electrolytic tinplate (Fifth Revision) | Current | SUPERSEDES |  | 05
MTD | IS 11513:2017 | Hot rolled carbon steel strip for cold rolling purposes - Specification (Second Revision) | Current | SUPERSEDES |  | 02
MTD | IS 1545:1994 | Solid drawn copper and copper alloy tubes for condensers and heat exchangers - Specification (Third Revision) | Current | SUPERSEDES | IS 2371 | 03
MTD | IS 12783:2026 | HARDMETALS- VICKERS HARDNESS TEST ( First Revision ) | Current | SUPERSEDES | IS 12783:1989 | 01
MTD | IS 9839:2026 | Chromate conversion coating on zinc and cadmium coated articles and zinc base alloys - Specification (First Revision) | Current | SUPERSEDES | IS 1340:1977,IS 9839:1981 | 01
MTD | IS 1170:2026 | Ferrochromium - Specification Third Revision | Current | SUPERSEDES | IS 1170:1992 | 03
MTD | IS 4454 (Part 2):2025 | Steel wire for mechanical springs - Specification : Part 2 oil hardened and tempered steel wire | Current | SUPERSEDES | IS 4454 (Part 2):2001 | 03
MTD | IS 440:2025 | Methods of Chemical Analysis of Copper (Second Revision) | Current | SUPERSEDES | IS 440 : 1964 | 02
MTD | IS 17111:2025 | HEAT-TREATABLE STEELS, ALLOY STEELS AND FREE-CUTTING STEELS - BALL AND ROLLER BEARING STEELS ( First Revision ) | Current | SUPERSEDES | IS 17111 : 2019, IS 4398 : 1994 | 01
MTD | IS 1586 (Part 1):2025 | Metallic materials Rockwell hardness testPart 1: Test method (Sixth Revision) | Current | SUPERSEDES | IS 1586 : Part 1 : 2018 | 06
MTD | IS 4027 (Part 6):2025 | Methods for Chemical Analysis of Bronzes Part 6 Determination of Zinc by Complexometric EDTA Method (Second Revision) | Current | SUPERSEDES | IS 4027 : Part 6 : 1987 | 02
MTD | IS 14712:2025 | Wrought Aluminium and Its Alloys ? Chequered/Tread Sheets for General Engineering Purposes ? Specification (First Revision) | Current | SUPERSEDES | IS 14712 : 1999 | 01
MTD | IS 1501 (Part 1):2025 | Metallic materials Vickers hardness test Part 1: Test method (Sixth Revision) | Current | SUPERSEDES | IS 1501 : Part 1 : 2020 | 06
MTD | IS 1586 (Part 2):2025 | Metallic materials Rockwell hardness testPart 2: Verification and calibration of testing machines and indenters (Sixth Revision) | Current | SUPERSEDES | IS 1586 : Part 2 : 2018 | 06

## Certification & Licences (Original)
Dept | Standard Number | Title | Certification Type | Active Licences | CRS Count | Gazette Order (So_No) | Ministry / QCO | Sample Licensed Varieties / Manufacturers
CED | IS 432 (Part 1):2026 | Specification for Mild Steel And Medium Tensile Steel Bars and Hard-Drawn Steel Wire for Concrete Reinforcement Part 1 Mild Steel and Medium Tensile Steel Bars Fourth Revision | Mandatory | 19 | 0 |  | Ministry of Steel | SMW Ispat Private Limited (Mild Steel Bars of Grade I for Nominal Sizes over 20 mm upto...) ¦ MAHINDRA SANYO SPECIAL STEEL PVT. LTD. (For Grade 1 Mild Steel Bar, Grade 2 Mild Steel Bar, Medium ...) ¦ Fortran Steel Private Limited (Mild Steel Bars,Nominal Size over 20 mm upto and including 5...)
CED | IS 2202 (Part 1):2023 | Wooden Flush Door Shutters (Solid Core Type) — Specification Part 1 Plywood Face Panels ( Seventh Revision ) | Mandatory | 611 | 0 | pub-012-4-2020-pub-bis (516), pub015/1/2020-pub-bis (1027) |  | DIAMOND WOOD PRODUCTS (Grade-MR, Construction of Core- Blockboard-Non-decorative (B...) ¦ J K INDUSTRIES(AMBOLI) (NON DECORATEIVE sizes upto 1000mm Width, 2000mm Height and 4...) ¦ UNN TIMBERTECH PVT LTD (Grade MR, Type and Construction- Non-decorative (BN), Size (...)
CED | IS 2191 (Part 1):2022 | Wooden Flush Door Shutters (Cellular, Hollow and Tubular Core Type) — Specification Part 1 Plywood Face Panels ( Fifth Revision ) | Mandatory | 3 | 0 | HQ-PUB013/1/2020-PUB-BIS (463), pub015/1/2020-pub-bis (1027) |  | ITP Limited (Wooden Flush Door Shutters - Ply wood Face Panel Grade MR, ...) ¦ SOUNDARYA DECORATORS PVT LTD (Product Name: Wooden Flush Door Shutters (Cellular, Hollow a...) ¦ CREST DESIGNS (Wooden Flush Door Shutters, Tubular Core Type- Plywood Face ...)
CED | IS 458:2021 | Precast Concrete Pipes (with and without Reinforcement) - | Voluntary | 701 | 0 | HQ-PUB-012-4-2020, HQ-PUB014/2/2020-PUB-BIS (813) | Ministry of Housing and Urban Affairs | GUJCRETE PIPE INDUSTRIES (Precast Concrete Pipes, Reinforced, Spun cast, NP4, Suitable...) ¦ Giriraj Hume Pipe Industries. (PRECAST CONCRETE PIPES (WITH REINFORCEMENT) of spun casted f...) ¦ SHIV PIPE (Precast Concrete Pipes, Reinforcement - Reinforced, Manufact...)
CED | IS 269:2015 | Ordinary portland cement - Specification (Sixth Revision) | Mandatory | 453 | 0 | PUB-014-1-2020-PUB-BIS (607) | Ministry of Housing and Urban Affairs | SILICON CEMENT PVT. LTD. (OPC 53 Grade...) ¦ ULTRATECH CEMENT LIMITED -Unit Narmada Cement-Magdalla Works. ¦ AMBUJA CEMENTS LTD (REPACKED...)
CED | IS 1489 (Part 1) : 2015 | Portland Pozzolana Cement - Specification: Part 1 fly Ash Based (Fourth Revision) | Mandatory | 517 | 0 |  | Ministry of Commerce and Industry - Department for Promotion of Industry and Internal Trade (DPIIT) | AMBUJA CEMENTS LTD (REPACKING...) ¦ ULTRATECH CEMENT LIMITED -Unit Narmada Cement-Magdalla Works. ¦ ADANI CEMENT INDUSTRIES LIMITED (PORTLAND POZZOLONA CEMENT as per 1489:PART 1:2015 without op...)
CED | IS 455:2015 | Portland slag cement - Specification (fifth revision) | Mandatory | 154 | 0 | PUB-014-1-2020-PUB-BIS (607) | Ministry of Commerce and Industry - Department for Promotion of Industry and Internal Trade (DPIIT), Ministry of Housing and Urban Affairs | VADRAJ CEMENT LIMITED (Portland Slag Cement , without optional test of transverse s...) ¦ HI-BOND CEMENT (INDIA) PVT. LTD. (Portland Slag Cement...) ¦ AMBUJA CEMENT LTD. (Portland Slag Cement...)
CED | IS 1489 (Part 2):2015 | Portland Pozzolana Cement - Specification: Part 2 Calcined Clay Based (Fourth Revision) | Mandatory | 10 | 0 |  | Ministry of Commerce and Industry - Department for Promotion of Industry and Internal Trade (DPIIT) | Ganpati Cements ((Variety)Portland Pozzolana Cement Part 2 Calcined Clay Base...) ¦ Shirdee Cement Corporation (Portland pozzolana cementCalcined Clay Based...) ¦ Rajasthan Cement Industries, (Portland-pozzolana cement Part 2 calcined clay based...)
CED | IS 8041:2026 | Rapid Hardening Portland Cement Specification Third Revision of IS 8041 | Mandatory | 11 | 0 | HQ-PUB013/229/2026-PUB-BIS | Ministry of Consumer Affairs, Food and Public Distribution - Department of Consumer Affairs | The KCP Limited (Rapid Hardening Portland Cement...) ¦ THE RAMCO CEMENTS LIMITED (Rapid hardening Portland Cement...) ¦ DECCAN CEMENTS LIMITED (Rapid Hardening Portland Cement...)
CED | IS 8043:2026 | Hydrophobic Portland Cement Specification Third Revision of IS 8043 |  | 0 | 0 | HQ-PUB013/229/2026-PUB-BIS | Ministry of Consumer Affairs, Food and Public Distribution - Department of Consumer Affairs
CED | IS 3466:2026 | Masonry cement - Specification |  | 11 | 0 | HQ-PUB013/223/2026-PUB-BIS | Ministry of Consumer Affairs, Food and Public Distribution - Department of Food and Public Distribution | TATA CHEMICALS LIMITED (MASSONASRY CEMENT...) ¦ ASHTECH (INDIA) PVT LTD (Masonry Cement...) ¦ A.C.C. LIMITED (Masonary Cement...)
CED | IS 16172:2023 | Reinforcement Couplers for Mechanical Splices of Steel Bars in Concrete - Specification (First Revision) | Voluntary | 19 | 0 | pub-012-4-2020-pub-bis730 |  | STEELUX INDUSTRIES (Reinforcement Couplers for Mechanical Splices of Steel Bars ...) ¦ Mech Splice Private Limited ((1) Name of the product - Reinforcement Couplers for Mechani...) ¦ NAMAMI INDUSTRIES (Name of the product: Reinforcement Couplers for Mechanical S...)
CED | IS 8042:2015 | White Portland Cement - Specification (Third Revision) | Mandatory | 14 | 0 | pub-014-2-2020-pub-bis (607) | Ministry of Commerce and Industry - Department for Promotion of Industry and Internal Trade (DPIIT) | AARAV BUILDMAT PRIVATE LIMITED (White Portland Cement without the optional test (transverse ...) ¦ Emirates Cements (India) Private Limited (White Portland Cement (without any performance Improvers)...) ¦ TRAVANCORE CEMENTS LTD. (White Portland Cement (without any performance Improvers)...)
CED | IS 1786:2008 | High Strength Deformed Steel Bars and Wires for Concrete Reinforcement - Specification (Fourth Revision) | Mandatory | 567 | 0 | 2699(E)+2700(E) |  | SHRI KHATU SHYAM ALLOYS PRIVATE LIMITED (IS 1786:2008(Variety)H S D STEEL BARS FOR CONCRETE REINFORCE...) ¦ HY TUF STEELS PVT LTD (High strength deformed steel bars and wires for concrete rei...) ¦ JUMBO STEELS LIMITED (HSD Steel Bars (TMT) of Grade Fe 500 and Fe 500D and Sizes f...)
CED | IS 6452:2026 | High Alumina Cement for Structural Use - Specification (Second Revision) | Mandatory | 1 | 0 |  | Ministry of Consumer Affairs, Food and Public Distribution - Department of Consumer Affairs | K K MINERALS INDUSTRIES (High Alumina Cement For Structural Use...)
CED | IS 3564:2025 | Hydraulically Regulated Door Closers - Specification Fifth Revision of IS 3564 Amalgamating IS 14912 | Mandatory | 35 | 0 | HQ-PUB013/56/2025-PUB-BIS | Ministry of Housing and Urban Affairs | DORMEC MANUFACTURING LLP (Hydraulically regulated door closers ,Tubular type surfacemo...) ¦ BALAJI ENGINEERING (Hydraulically regulated door closers ,Tubular type surfacemo...) ¦ INDIA ENTERPRISE (Hydraulically regulated door closers ,Tubular type surfacemo...)
CED | IS 1328:2025 | Veneered Decorative Plywood - Specification ( Fourth Revision ) | Mandatory | 53 | 0 | pub013/1/2020-pub-bis (1254) | Ministry of Housing and Urban Affairs | PADMAVATI DECOR PVT LTD (Grade- MR and BWR, Formaldehyde Class- E1 and E2, Thicknessu...) ¦ MATERIAL CONNECTION (Grade MR and BWR, Formaldehyde Class- E1 and E2, Thicknessup...) ¦ LUCKY PLY & LAMINATES (Grade MR and BWR, Formaldehyde Class- E1 and E2, Thicknessup...)
CED | IS 903:2025 | Fire Hose Delivery Couplings, Branch Pipe, Nozzles and Nozzle Spanner - Specification (Fifth Revision) | Voluntary | 55 | 0 | pub-013-1-2020-pub-bis (1177) |  | VIMAL FIRE CONTROLS PVT LTD (Fire Hose delivery couplings of size 63mm, branch pipe & noz...) ¦ SANGAM ENGINEERS (Fire Hose Delivery Coupling of size 63mm, Branch pipe of siz...) ¦ SHUBHAM TECHNOCAST (Fire Hose delivery couplings 38 mm,50 mm,63mm,70 mm, Branch ...)
CED | IS 2556 (Part 3):2024 | Vitreous China Sanitary Appliances - Specification Part 3 Specific Requirements of Squatting Pans (sixth revision) | Voluntary | 20 | 0 | pub0131/2020-pub-bis (1058) |  | SUNBATH SANITARY PRIVATE LIMITED (Orissa Pattern, Size- 580mm x 440mm without additional requi...) ¦ SONA FIELD CERAMIC (Orissa Pattern, Size- 580mm x 440mm without additional requi...) ¦ Simpolo Vitrified Pvt Ltd. (VITREOUS SANITARY APPLIANCES (VITREOUS CHINA) SQUATTING PANS...)
CED | IS 2556 (Part 2):2024 | Vitreous China Sanitary Appliances - Specification Part 2 Specific Requirements of Washdown Water Closets (sixth revision) | Voluntary | 16 | 0 | pub012/4/2020-pub-bis (887) |  | Simpolo Vitrified Pvt Ltd. ¦ Kajaria Sanitaryware Pvt. Ltd ¦ SOMANY SANITARY WARE PVT LTD
CED | IS 656:2023 | Logs for Plywood - Specification (Fourth Revision) |  | 0 | 0 | pub-012-4-2020-pub-bis (754)
CED | IS 2202 (Part 2):2022 | Wooden Flush Door Shutters (Solid Core Type) — Specification Part 2 Particle Board, High Density Fibre Board,Medium Density Fibre Board and Fibre Hardboard Face Panels ( Fourth Revision ) | Mandatory | 17 | 0 | HQ-PUB013/1/2020-PUB-BIS (463), pub015/1/2020-pub-bis (1027) |  | KRISHNA DOOR HOUSE (Grade MR, Type and Construction of Core- P D P V (Decorativ...) ¦ Spacewood Furnishers Private Limited (Grade: BWP; Type and Construction of Core- Type: Decorative ...) ¦ ABHIMANYA INTERIO PRIVATE LIMITED (1.Product: Wooden Flush Door Shutters (Solid Core Type) Par...)
CED | IS 2191 (Part 2):2022 | WOODEN FLUSH DOOR SHUTTERS (CELLULAR, HOLLOW AND TUBULAR CORE TYPE) - SPECIFICATION PART 2 PARTICLE BOARD, HIGH DENSITY FIBRE BOARD, MEDIUM DENSITY FIBRE BOARD AND FIBRE HARDBOARD FACE PANELS (Fourth Revision) | Mandatory | 13 | 0 | PUB013-1-2020-PUB-BIS-431, pub015/1/2020-pub-bis (1027) |  | MILLENNIUM ENGINEERS AND CONTRACTORS PRIVATE LIMITED (Grade: MR, Type and construction: Particle Board core /Tubul...) ¦ KELACHANDRA WOOD INDUSTRIES (Grade: MR, Type and Construction of Core : TDPV - Decorative...) ¦ FEROKE BOARDS LIMITED ((4) Grade: MR , Type and construction: Particle Board core /...)
CED | IS 2556 (Part 8):2021 | Vitreous China sanitary appliances - Specification: Part 8 Specific requirements of close coupled and one-piece, pedestal washdown and syphonic water closets (sixth revision) |  | 0 | 0 | PUB_013_1_2020
CED | IS 774:2021 | Ceramic (Vitreous China) flushing cisterns for water closets and urinals - Specification (sixth revision) |  | 0 | 0 | PUB_013_1_2020
CED | IS 2556 (Part 1):2021 | Vitreous China sanitary appliances - Specification: Part 1 General requirements (fourth revision) |  | 0 | 0 | PUB_013_1_2020
CED | IS 2556 (Part 6):2021 | Vitreous China sanitary appliances - Specification: Part 6 Specific requirements of urinal and partition plates (fifth revision) | Voluntary | 10 | 0 | PUB_012_1_2020 |  | Kajaria Sanitaryware Pvt. Ltd (Urinal- Wall Hung (Flat Back) without Flushing Rim, Size- 59...) ¦ SOMANY SANITARY WARE PVT LTD (Urinal- Wall Hung (Flat Back) without Flushing Rim, Size- 59...) ¦ SONA FIELD CERAMIC (Wall-Hung (Flat Back) Urinals with Flushing Box Rim, without...)
CED | IS 208:2020 | Door Handles - Specification ( Sixth Revision ) | Mandatory | 10 | 0 | HQ-PUB-012-4-2020, pub-014-2-20-pub-bis (508), pub013/1/2020-pub-bis (1246) | Ministry of Commerce and Industry | M/S PAG INTERNATIONAL PVT. LTD. (Name: Door Handles, Type: Type 4, Size: 75 mm, 100 mm, 125 m...) ¦ MODENA DESIGNS PRIVATE LIMITED (Name: Door Handles, Type: Type 4, Size: 75 mm, 100 mm, 125 m...) ¦ YESSES ANODIZING INDUSTRIES LTD (TYPE 4...)
CED | IS 1916:2018 | Steel cylinder pipes with concrete lining and coating - Specification (Second Revision) |  | 0 | 0 | 4239(E)
CED | IS 9142 (Part 1):2018 | Artificial Lightweight Aggregate for Concrete - Specification: Part 1 For Concrete Masonry Blocks and for applications other than for Structural Concrete (First Revision) |  | 0 | 0 | 4879(E) | Ministry of Consumer Affairs, Food and Public Distribution - Department of Consumer Affairs
CED | IS 802 (Part 1/Sec 2):2016 | Use of Structural Steel in Overhead Transmission Line Towers - Code of Practice: Part 1 Material, Loads and Design Strengths: Sec 2 Design Strengths (Fourth Revision) |  | 0 | 0 | PUB015/1/2020-PUB-BIS (1186) | Ministry of Steel
CED | IS 802 (Part 1/Sec 1):2015 | Use of structural steel in overhead transmission line towers - Code of practice: Part 1 materials, loads and design strengths: sec 1 materials and loads (Fourth Revision) |  | 0 | 0 | PUB015/1/2020-PUB-BIS (829)
CED | IS 3812 (Part 1) : 2013 | Pulverized fuel ash - Specification: Part 1 For use as pozzolana in cement, cement mortar and concrete (Third Revision) | Voluntary | 1 | 0 |  |  | Ambuja Cements Limited
CED | IS 4021:1995 | Timber door, window and ventilator frames - specification | Voluntary | 4 | 0 |  |  | North Avenue (Name of the product: Timber Door, Window and Ventilator Fram...) ¦ Jain Doors Pvt.Ltd. (Name of the product - Timber Door, Type of Material - Timbe...) ¦ Redmond Doors (Name of the product: Timber Door, Window and Ventilator Fram...)
CED | IS 432 (Part 2):1982 | Specification for Mild Steel and Medium Tensile Steel Bars and Hard-Drawn Steel Wire for Concrete Reinforcement: Part 2 Hard-Drawn Steel Wire (Third Revision) | Mandatory | 18 | 0 | 2699(E)+2700(E) |  | Prestress Steel LLP (7.50 mm(Variety)7.10 mm(Variety)6.30 mm(Variety)6.0 mm(Varie...) ¦ Salasar Alloy And Steel Industries Private Limited (HARD DRAWN steel wire sizes diameter 2.65mm to 4.0mm...) ¦ HIND STEEL (NOMINAL SIZE : FROM 4.0 mm UPTO AND INCLUDING 10 .0 mm(Varie...)
CED | IS 848:2025 | Synthetic Resin Adhesives for Plywood (Phenolic, Aminoplastic and Bio-Materials Based) - Specification ( Third Revision ) | Voluntary | 6 | 0 | pub013/1/2020-pub-bis (1254) |  | Duroply Industries Limited ((1). Name of the product - Synthetic Resin Adhesives forPlyw...) ¦ GREENPLY INDUSTRIES LIMITED (BWP (Boiling water proof), Liquid, AminoplasticBased(Variety...) ¦ POLYFORMALIN PRIVATE LIMITED (Type: BWP, Description: Liquid(Variety)Type: BWR, Descriptio...)
CED | IS 4351:2024 | Steel Frames for Doors - Specification (Third Revision) | Voluntary | 11 | 0 | pub013/1/2020-pub-bis (1055) | Ministry of Housing and Urban Affairs | Signum Fire Protection (India) Pvt Ltd (Name of the product : Steel Frames for Doors , Type of Steel...) ¦ SHRI GANPATI DOORS (9-PA-21,9-PB-21,9-PC-21,9-PD-21 and 9-PE-21...) ¦ VONTAS SS DOOR INDUSTRIES (Steel Frames for Doors ¦ Type of Steel Frame: Pressed ¦ Door...)
CED | IS 2097:2024 | Low Expansion Foam Making Branch Pipe and Portable Foam Inductor - Specification (Third Revision) | Voluntary | 3 | 0 | PUB013/1/2020-PUB-BIS (1040) |  | FIRE STONE INDUSTRIES (FOAM MAKING BRANCH PIPE AND FOAM INDUCTOR, FB10X JET TYPE D...) ¦ NEWAGE FIRE PROTECTION INDUSTRIES (P) LTD. (1) FB 5X with inbuilt Foam Compound Inlet; 2) FB 10X Jet/Spr...) ¦ NEWAGE FIRE FIRGTING CO. LTD. (Low Expansion Foam Making Branch Pipe Variety: Self Inductin...)
CED | IS 16074:2024 | Steel Flush Door Shutters — Specification (First Revision) |  | 0 | 0 | PUB013/1/2020-PUB-BIS (1000)
CED | IS 2556 (Part 15):2024 | Vitreous China Sanitary Appliances —Specification Part 15 Specific Requirements of Universal Water Closets (Third Revision) | Voluntary | 3 | 0 | pub012/4/2020-pub-bis (887) |  | Cera Sanitaryware Limited ¦ Hindware Limited ¦ HINDWARE LIMITED
CED | IS 710:2024 | MARINE PLYWOOD - SPECIFICATION (Third Revision) | Mandatory | 420 | 0 | pub012/4/2020-pub-bis (835 A) | Ministry of Consumer Affairs, Food and Public Distribution - Department of Consumer Affairs | JIVYAM PLYBOARD CO. ((1) Marine Plywood, Thickness (mm)-upto and including 19 mm ...) ¦ GUJARAT WOODLAM PRODUCTS PVT. LTD. (Marine plywood for length upto 2400mm, width upto 1220mm and...) ¦ MILLENIUM SURFACE DECOR (Marine Plywood,for thickness up to and including 25mm...)
CED | IS 1326:2023 | Non-Coniferous Sawn Timber (Baulks and Scantling) - Specification (Third Revision) |  | 0 | 0 | pub-012-4-2020-pub-bis (754)
CED | IS 2674:2023 | Battened Plywood Cases - Specification Third Revision |  | 0 | 0 | pub-012-4-2020-pub-bis (754)
CED | IS 1478:2023 | Clay Flooring Tiles Specification |  | 0 | 0 | PUB-013-1-2020-PIB-BIS (718)
CED | IS 1196:2023 | Laying Bitumen Mastic Flooring - Code of Practice (Third Revision) |  | 0 | 0 | pub-013-1-2020-pub-bis (724)
CED | IS 3367:2023 | BURNT CLAY TILES FOR USE IN LINING IRRIGATION AND DRAINAGE WORKS - SPECIFICATION |  | 0 | 0 | pub-013-1-2020-pub-bis (552)
CED | IS 3951 (Part 2):2023 | HOLLOW CLAY TILES FOR FLOORS AND ROOFS SPECIFICATION PART 2 STRUCTURAL TYPE |  | 0 | 0 | pub-013-1-2020-pub-bis (541)
CED | IS 11384:2022 | Composite Construction in Structural Steel and Concrete - Code of Practice |  | 0 | 0 | HQ-PUB013/1/2020-PUB-BIS (404)
CED | IS 14268:2022 | Uncoated Stress Relieved Low Relaxation Seven-Wire (Ply) Strand for Prestressed Concrete -Specification (Second Revision) | Mandatory | 11 | 0 | pub-012-4-2020 |  | Bharat Wire Ropes Limited (Designation of Strand : Nominal Diameter : 6.4 mm, 6.9 mm, 7...) ¦ TATA STEEL LTD., (Nominal diameter(mm)- 6.9, 7.0, 8.0, 9.0, 9.3, 9.6, 11.0, 11...) ¦ Neotrex Steel Limited (UNCOATED STRESS RELIVED LOW RELAXATION SEVEN WIRE (PLY) ST...)
CED | IS 3036:2022 | Laying Lime Concrete for a Waterproofed Roof Finish - Code of Practice (Third Revision) |  | 0 | 0 | pub-013-1-2020
CED | IS 2372:2021 | Timber for Cooling Towers - Specification ( Third Revision ) |  | 0 | 0 | HQ-PUB-013-1-2020
CED | IS 5509:2021 | Fire Retardant Plywood - Specification ( Third Revision ) | Mandatory | 112 | 0 |  |  | JIVYAM PLYBOARD CO. (Fire Retardant Plywood, Type of fire retardant-Type 1 (Ammon...) ¦ MILLENIUM SURFACE DECOR (FIRE RETARDANT PLYWOOD, TYPE 1, Soaking Treatment- Treated w...) ¦ GUJARAT WOODLAM PRODUCTS PVT LTD (Fire Retardant Plywood , Type of fire retardant Type 5 (Com...)
CED | IS 15834:2020 | Stainless Steel Sliding Door Bolts ( Aldrops ) for Use With Padlocks - Specification ( First Revision ) |  | 6 | 0 | HQ-PUB-012-4-2020 | Ministry of Commerce and Industry | MODERN DOORDEVICES PVT LTD (i) Clip Type, Bolt Diameter 12mm, Size 200mm and 250mm ii) ...) ¦ M/S SAMIRIKA EXPORTS (Clip Type, Bolt Diameter 16mm, Size 300mm...) ¦ Durgesh Enterprises (I) Type Clip, size 200mm, 250mm 300mm, Bolt Diameter 16mm ii...)
CED | IS 784:2019 | Prestressed concrete pipes (Including Specials) - Specification (Third Revision) | Voluntary | 21 | 0 | 1301(E)+1302(E)+1303(E)+1304(E), PUB-014-2-2020-PUB-BIS (827) |  | The Indian Hume Pipe Co. Ltd., (Prestressed Concrete Pipes, Type of pipes- Prestressed conc...) ¦ Sahyadri Pipes (Prestressed concrete cylinder pipe, Pressure Pipes, spigotan...) ¦ SHIVGANGA PRESTRESSED PIPES PVT LTD (Prestressed concrete cylinder pipes of nominal diameter 600 ...)
CED | IS 1237:2012 | Cement Concrete Flooring Tiles - Specification (Second Revision) | Voluntary | 7 | 0 |  | Ministry of Housing and Urban Affairs | Agrawal Pipe Works (GENERAL PURPOSE HEAVY DUTY 250*250*22 mm...) ¦ GOLDEN INDIA TILES CO. P. LTD. (Cement Concrete Flooring Tiles (Without Pigments) for Genera...) ¦ GOLDEN FLOORS TILE & CONCRETE PRODUCTS
CED | IS 281:2009 | Mild steel sliding door bolts for use with padlocks - Specification (Fourth Revision) | Mandatory | 4 | 0 |  | Ministry of Commerce and Industry | Raman Iron & Steel Industry (Mild Steel Sliding Door Bolts for Use with Padlocks for 200m...) ¦ M.C.MOWJEE & CO (CLIP TYPE, SIZE- 200mm, 250mm & 300mm...) ¦ Modern Door Devices (P) Ltd. (MILD STEEL DOOR BOLTS FOR USE WITH PADLOCKS, COPPER OXIDIZED...)
CED | IS 2645:2003 | Integral Waterproofing Compounds for Cement Mortar and Concrete - Specification (Second Revision) | Voluntary | 63 | 0 |  |  | MCON RASAYAN INDIA LIMITED (INTEGRAL WATERPROOFING COMPOUNDS FOR CEMENT MORTAR AND CONCR...) ¦ Pidilite Industries Limited (Integral Waterproofing Compounds for Cement Mortar and Concr...) ¦ STP Limited (Integral Water proofing Compound Type- Liquid Form...)
CED | IS 1566:1982 | Specification for Hard - Drawn Steel Wire Fabric for Concrete Reinforcement (Second Revision) | Mandatory | 7 | 0 |  |  | HIND STEEL (Type- Square mesh, Mesh size 200mm with diameter 10 mm and M...) ¦ Sachi Steel Solutions Pvt. Ltd. (Hard Drawn Wire Fabric, Square mesh of Mesh Size 200 mm.(Var...) ¦ TULSYAN NEC LIMITED (OBLONG MESH, WITH WIRE DIAMETERS 5MM LONGITUDINAL AND 4.2MM?...)
CED | IS 6909:2026 | Supersulphated Cement - Specification (Second Revision of IS 6909) | Mandatory | 1 | 0 | HQ-PUB013/229/2026-PUB-BIS | Ministry of Consumer Affairs, Food and Public Distribution - Department of Consumer Affairs | BIHAR CEMENT PLANT (A unit of Shree Cement Ltd). (Super Sulphated Cement...)
CED | IS 1077:2025 | Common Burnt Clay Building Bricks - Specification (Sixth Revision) |  | 0 | 0 | pub013/1/2020-pub-bis (1315)
CED | IS 19068:2025 | Continuous hot-dip galvanized steel bars for concrete reinforcement - Specification |  | 0 | 0 | pub013/1/2020-pub-bis (1248) | Ministry of Steel
CED | IS 5290:2025 | Landing Valves - Specification (Fourth Revision) | Voluntary | 61 | 0 | pub-bis013-1-2020-pub-bis (1177) |  | ADVANCE FIREMATIC PRIVATE LIMITED (Name of the product: Landing Valves, Category of Valve: Norm...) ¦ SANGAM ENGINEERS (Landing valve single outlet(Type A),?Material used for const...) ¦ BALAJI FIRE SAFETY (LANDING VALVES, Type - Landing valve single outlet (Type A),...)
CED | IS 2556 (Part 14):2024 | Vitreous China Sanitary Appliances - Specification Part 14 Specific Requirements of Integrated Squatting Pans (Second Revision) |  | 0 | 0 | pub013/1/2020-pub-bis (1055)
CED | IS 906:2024 | Portable and Fixed Type Revolving Branch for Fire Fighting - Specification (Fourth Revision) |  | 0 | 0 | pub012/4/2020-pub-bis (815)
CED | IS 1503:2023 | Wooden Packing Cases - Specification (Fourth Revision) |  | 0 | 0 | pub-012-4-2020-pub-bis (754) | Ministry of Environment, Forest and Climate Change
CED | IS 5966:2023 | Non-Coniferous Timber in Converted form for General Purposes Specification |  | 0 | 0 | pub-012-4-2020-pub-bis (754)
CED | IS 654:2023 | Clay Roofing Tiles Mangalore Pattern Specification |  | 0 | 0 | pub-013-1-2020-pub-bis (718)
CED | IS 18256:2023 | Solid Round Glass Fibre Reinforced Polymer (GFRP) Bars for Concrete Reinforcement - Specification | Voluntary | 5 | 0 | pub-013-1-2020-pub-bis (723) | Ministry of Road Transport and Highways | RN Elements LLP (Solid Round Glass Fibre Reinforced Polymer (GFRP) Bars for C...) ¦ MRG COMPOSITES INDIA PRIVATE LIMITED (Solid Round Glass Fibre Reinforced Polymer (GFRP) Bars for C...) ¦ INFRATEK COMPOSITE (Solid Round Glass Fibre Reinforced Polymer (GFRP) Bars for C...)
CED | IS 2095 (Part 1):2023 | Gypsum Plaster Boards - Specification: Part 1 Plain Gypsum Plaster Boards (Fourth Revision) | Mandatory | 18 | 0 | pub-012-4-2020-pub0bis (66 | Ministry of Housing and Urban Affairs, Ministry of Housing and Urban Poverty Alleviation | Saint Gobain India Private Limited ((1) Plain Gypsum Plaster Board, Type -A, Size (width xlength...) ¦ WALPLAST PRODUCT PRIVATE LIMITED (Product-Plain Gypsum Plaster Board, Type -A, Size (width x l...) ¦ CLASSIC GYPSUM INDUSTRIES PRIVATE LIMITED (Plain Gypsum Plaster Board, Type A, Size ( width*length) - 1...)
CED | IS 2095 (Part 3):2022 | Gypsum Plaster Boards — Specification Part 3 Reinforced Gypsum Plaster Boards and Ceiling Tiles ( Fourth Revision ) | Mandatory | 5 | 0 | pub-013-1-2020-pub-bis (431), PUB014/2/2020-PUB-BIS (852) | Ministry of Housing and Urban Poverty Alleviation | GYPSONIC INDUSTRIES (Name of the product - Reinforced Gypsum Plaster Ceiling Tile...) ¦ BHARAT STEEL ROLLS (Reinforced Gypsum Plaster Boards and Ceiling Tiles ¦ Type: T...) ¦ Diamond International Inex Pvt. Ltd. (GRG Ceiling Tile, 595x595x12 mm,(Variety)GRG Ceiling Tile, 5...)
CED | IS 4985:2021 | Unplasticized PVC Pipes for Potable Water Supplies - Specification (Fourth Revision) | Voluntary | 950 | 0 | HQ-PUB-012-1-2020-179 |  | KISAN MOULDINGS LIMITED (140mm to 200mm Class 6 solvent cement joint and Elastomeric ...) ¦ Maruti Pipe (Class 3, Type A and Type B, Nominal size from 40 mm upto and...) ¦ SHAYONA ENGINEERING LIMITED (Unplasticized PVC Pipes for Potable Water Supplies ,Class of...)
CED | IS 5758:2020 | Precast Concrete Kerbs, Channels, Edging, Quadrants and Other Associated Fittings - Specification ( Second Revision ) |  | 2 | 0 | HQ-PUB-012_1_2020, pub-015-1-2020-pub-bis(641) |  | M/S MEHRAMAT CONCRETES LLP ((i) Precast Concrete Kerbs - Straight Kerb (ii) Precast Conc...) ¦ NEETU SINGH (Name of product: Precast Concrete Kerbs, Sub classification:...)
CED | IS 460 (Part 1):2020 | Test Sieves — Specification Part 1 Wire Cloth Test Sieves ( Fourth Revision ) |  | 0 | 0 | HQ-PUB-013-1-2020 | Ministry of Housing and Urban Affairs
CED | IS 460 (Part 2):2020 | Test Sieves — Specification Part 2 Perforated Plate Test Sieves ( Fourth Revision ) |  | 0 | 0 | HQ-PUB-013-1-2020 | Ministry of Housing and Urban Affairs
CED | IS 460 (Part 3):2020 | Test Sieves — Specification Part 3 Methods of Examination of Apertures of Test Sieves ( Fourth Revision ) |  | 0 | 0 | HQ-PUB-013-1-2020 | Ministry of Housing and Urban Affairs
CED | IS 4989:2018 | Foam concentrate for producing mechanical foam for fire fighting - Specification (Fourth Revision) | Voluntary | 30 | 0 | 6345(E)+6346(E), PUB015/1/2020-PUB-BIS (1149) |  | NEW BHARAT CYLINDER LLP (Foam Concentrate for Producing Mechanical Foam for fire Figh...) ¦ UNITED FIRE AND SAFETY SERVICES (Class AR-AFFF, Type 3/3 and 3/6(Variety)Class-AFFF, TYPE 3 a...) ¦ HITESH INDUSTRIES (Foam concentrate for producing mechanical foam for fire figh...)
CED | IS 1443:2018 | Laying and Finishing of Cement Concrete Tiles - Code of Practice (Second Revision) |  | 0 | 0 | 3406(E)
CED | IS 9417:2018 | Welding of High Strength Steel Bars for Reinforced Concrete Construction - Recommendations (Second Revision) |  | 0 | 0 | 3135(E)
CED | IS 16651:2017 | High Strength Deformed Stainless Steel Bars and Wires for Concrete Reinforcement - Specification | Mandatory | 11 | 0 |  | Ministry of Commerce and Industry | Chandan Steel Ltd. (Strength Grade SS 500,SS 550 ,SS 600,Designation G,Nominal s...) ¦ Sunflag Iron & Steel Company Limited (Nominal Size : 28 mm, Steel Designation Number : G, Strength...) ¦ Mukand Ltd. (Name of the product: High Strength Deformed Stainless Steel ...)
CED | IS 4984:2016 | Polyethylene Pipes for Water Supply - Specification (Fifth Revision) | Voluntary | 1095 | 0 | pub-14-1-2020 |  | Akash Polymers (PE63 PN2 SDR41 DN75 to 110(Variety)PE80 PN5 SDR21 DN40 to 11...) ¦ HARSH POLYMER (PE63, PN5, SDR17, DN32 TO 110MM(Variety)PE63,PN6, SDR13.6, D...) ¦ UNITEC PIPE INDUSTRIES (PE 100 SDR 13.6 PN 10 DN 25 TO 180 MM, PE 100 SDR 17 PN 8 D...)
CED | IS 12592:2002 | Precast concrete manhole cover and frame - Specification (First Revision) | Voluntary | 130 | 0 |  |  | Vintech Cement Articles Private Limited (MD-10, RECTANGULAR, 600 X 450mm CLEAR OPENING , HD-20,CIRCUL...) ¦ V N CEMENT PRODUCTION (Heavy Duty (HD 20), Circular, Size 450 mm to 560 mm,(Variety...) ¦ GUJARAT FIBER REINFORCEMENT CONCRETE ENGINEERS (Precast Concrete Manhole Cover and Frame, Extra Heavy Duty, ...)
CED | IS 13801:2013 | Chequered Cement Concrete Tiles - Specification (First Revision) | Voluntary | 49 | 0 |  |  | Shri Sai Industries (CHEQUERED CEMENT CONCRETE TILES - Size (mm): 200x200x25/ 250...) ¦ Sai Tiles Works (Chequered Cement Concrete Tiles, Sizes 250X250X25 mm and 300...) ¦ NEW TARA CHAND CONSTRUCTION AND INDUSTRIES (Chequered Cement Concrete Tiles, Class: General Purpose and ...)
CED | IS 10701:2012 | Structural plywood - Specification (First Revision) | Mandatory | 20 | 0 |  | Ministry of Commerce and Industry | DUROPLY INDUSTRIES LIMITED (Structural plywood/thickness up to and including 25 mm/size ...) ¦ Centuryply boards(i)Ltd. (Structural Plywood, Size- Thickness up to and including 19mm...) ¦ GREENPLY INDUSTRIES LIMITED (Structural Plywood, Thickness- up to and including 19mm...)
CED | IS 2185 (Part 1):2005 | Concrete masonry units - Specification: Part 1 hollow and solid concrete blocks (Third Revision) | Voluntary | 3 | 0 |  |  | MS CONCRETE (Hollow Concrete Blocks,Closed?cavity,Grade-B(5.0),Size- 400m...) ¦ ZIRA BUILDING MATERIAL (NAME OF PRODUCT- CONCRETE MASONRY UNITS, TYPE- HOLLOW CONCRE...) ¦ M/S MEHRAMAT CONCRETES LLP ((i) SOLID CONCRETE BLOCKS, Grade C - C(4.0) and C(5.0), Leng...)
CED | IS 383:2016 | Coarse and Fine Aggregate for Concrete - Specification (Third Revision) | Voluntary | 4 | 0 | 215 (E), 3_5_2019-20, HQ-PUB017/1/2020-PUB-BIS (1432). | Ministry of Housing and Urban Affairs | KALOKHE UNIVERSAL INFRA LLP (Fine aggregate: Grading zone - Zone I / Zone II/ Zone III/ Z...) ¦ NLC INDIA LIMITED (Type: Fine Aggregate ¦ Grading Zone: I/ II/ III/ IV ¦ Clas...) ¦ BLUE STONE CO (Type- Coarse Aggregate and Fine Aggregate Grading and Nomina...)
CED | IS 6315:2025 | Hydraulically Regulated Floor Springs - Specification Third Revision of IS 6315 ICS 91190 | Mandatory | 11 | 0 | HQ-PUB013/56/2025-PUB-BIS | Ministry of Housing and Urban Affairs | ARCLINE DOOR TECHNOLOGIES PRIVATE LIMITED (Hydraulically Regulated Floor Spring With Hold open, Classif...) ¦ KHODIYAR ARCHITECTURAL HARDWARE (Hydraulically regulated Floor springs ,with Hold Open,classi...) ¦ DORENCE INDUSTRIES PRIVATE LIMITED (Hydraulically regulated Floor springs ,with Hold Open,classi...)
CED | IS 3097:2025 | Veneered Medium Density Particle Boards from Wood and other Lignocellulosic Material - Specification ( Third Revision ) |  | 0 | 0 | pub013/1/2020-pub-bis (1309)
CED | IS 12406:2025 | Medium Density Fibre Boards of Wood and Other Lignocellulosic Materials for General Purpose - Specification ( Third Revision ) | Mandatory | 29 | 0 | pub013/1/2020-pub-bis (1309) | Ministry of Housing and Urban Affairs | Greenply Speciality Panels Private Limited (1. Name of the product - Medium Density Fibre Boards For Gen...) ¦ TECHWOOD INDIA LLP (Medium-Density Fibre Boards for General Purpose, Grade 1/Gra...) ¦ VARVO PANELS LLP (Grade- Grade 1 and Grade 2, Formaldehyde class- E1 and E2, T...)
CED | IS 3087:2025 | Medium Density Particle Boards of Wood and other Lignocellulosic Materials for General Purpose - Specification ( Third Revision ) | Mandatory | 74 | 0 | pub013/1/2020-pub-bis (1309) |  | Hi Tech Board Private Limited (Class- Flat Pressed Three layer, Multilayer and Graded, Grad...) ¦ PATEL KENWOOD PVT LTD (Wood Particle Boards (Medium Density) for general purposes,G...) ¦ GUJARAT COLOURLAM PVT LTD (Particle Boards of Lignocellulosic materials (Using Sugarcan...)
CED | IS 11594:2025 | Mild Steel Thin Walled Sampling Tubes and Sampler Heads ? Specification (First Revision) |  | 0 | 0 | PUB-013-1-2020-PUB-BIS (1193
CED | IS 905:2025 | Delivery Breechings for Fire Fighting - Dividing and Collecting - Instantaneous Pattern - Specification (third revision) |  | 0 | 0 | pub-013-1-2020-pub-bis (1177)
CED | IS 5820:2024 | PRECAST CONCRETE CABLE COVERS — SPECIFICATION (first revision) | Voluntary | 16 | 0 | pub012/4/2020-pub-bis (984) |  | SUKHI ENTERPRISE (Name of Product:- Precast Concrete Cable Covers, Class &Desc...) ¦ Topaz Tiles (Precast Concrete Cable Covers, Unreinforced precast cablecov...) ¦ Patel Furniture Mart (Class- LV, Type-1, Flat, Unreinforced...)
CED | IS 2556 (Part 16):2024 | Vitreous China Sanitary Appliances —Specification Part 16 Specific Requirements of Washdown Wall Mounted Water Closets (First Revision) | Voluntary | 1 | 0 | pub012/4/2020-pub-bis (887) |  | Simpolo Vitrified Pvt Ltd.
CED | IS 1464:2024 | Clay Ridge and Ceiling Tiles - Specification (Third Revision) |  | 0 | 0 | pub012/4/2020-pub-bis (848)
CED | IS 4990:2024 | PLYWOOD FOR CONCRETE SHUTTERING WORKS SPECIFICATION (Fourth Revision) | Mandatory | 250 | 0 | pub012/4/2020-pub-bis (835 A) | Ministry of Environment, Forest and Climate Change | SOLARIS WOOD PRODUCTS (INDIA) PRIVATE LIMITED (Plywood For Concrete Shuttering Works , Type- Type 3 (CSFF) ...) ¦ GUJARAT WOODLAM PRODUCTS PVT LTD (TYPE 3, DESIGNATION CSFF, LENGTH 1800 TO 2500mm WIDTH 600 TO...) ¦ BHAGWATI WOOD WORKS PRIVATE LIMITED (Type- Plywood for concrete shuttering work with suitable ove...)
CED | IS 1140:2023 | Logs for Matches - Specification (Third Revision) |  | 0 | 0 | pub-012-4-2020-pub-bis (754)
CED | IS 4953:2023 | Wooden Handles for Hand Hammers Specification |  | 0 | 0 | pub-012-4-2020-pub-bis (754) | Ministry of Environment, Forest and Climate Change
CED | IS 2892:2023 | Wooden Handles for Picks and Beaters Specification Third Revision |  | 0 | 0 | pub-012-4-2020--754 | Ministry of Environment, Forest and Climate Change
CED | IS 3084:2023 | Pencil Slats Specification Third Revision |  | 0 | 0 | pub-012-4-2020-pub-bis (754)
CED | IS 6072:2023 | Autoclaved Reinforced Cellular Concrete Wall Slabs - Specifications (First Revision) | Voluntary | 2 | 0 | pub-012-4-2020-pub-bis (731) |  | MAGICRETE BUILDING SOLUTION PRIVATE LIMITED (1. Name of the product- Autoclaved Reinforced Cellular Concr...) ¦ Siam Cement Big Bloc Construction Technologies Private Limited (Class D, Dimensions Height upto and including 6000 mm , Wi...)
CED | IS 16700:2023 | Criteria for Structural Safety of Tall Concrete Buildings |  | 0 | 0 | pub-013-1-2020-pub-bis (696), PUB015/1/2020-PUB-BIS (1141) | Ministry of Housing and Urban Affairs
CED | IS 15380:2023 | MOULDED HIGH DENSITY FIBRE HDF PANELLED DOOR SHUTTERS - SPECIFICATION ( First Revision ) | Voluntary | 4 | 0 | pub-012-4-2020-pub-bis (606) |  | LUCKY PLY & LAMINATES (Moulded High Density Fibre (HDF) Panelled Door Shutters,Type...) ¦ V K PATEL & CO. (Moulded Raised High Density Fibre(HDF) Panel Doors for Heavy...) ¦ MAPLE MOULDINGS PVT. LTD. (Name of the product: Moulded High Density Fibre (HDF) Panell...)
CED | IS 3951 (Part 1):2023 | HOLLOW CLAY TILES FOR FLOORS AND ROOFS SPECIFICATION PART 1 FILLER TYPE |  | 0 | 0 | pub-013-1-2020-pub-bis (552)
CED | IS 2690 (Part 1):2023 | BURNT CLAY FLAT TERRACING TILES - SPECIFICATION: PART 1 MACHINE MADE (Third Revision) |  | 0 | 0 | pub-013-1-2020-pub-bis (541)
CED | IS 1725:2023 | STABILIZED SOIL BLOCKS USED IN GENERAL BUILDING CONSTRUCTION SPECIFICATION |  | 0 | 0 | pub-013-1-2020-pub-bis (541)
CED | IS 2690 (Part 2):2023 | BURNT CLAY FLAT TERRACING TILES - SPECIFICATION: PART 2 HAND MADE (Third Revision) |  | 0 | 0 | pub-013-1-2020-pub-bis (541)
CED | IS 2095 (Part 2):2022 | Gypsum plaster boards - specification: Part 2 Coated laminated gypsum plaster boards (Third Revision) | Mandatory | 1 | 0 | pub-013-1-2020-pub-bis (431) | Ministry of Housing and Urban Poverty Alleviation | SG Anutone Acoustics Private Limited (Laminated Gypsum Plaster Boards, Size (mm) - Length 595 up t...)
CED | IS 7231:2021 | Plastic flushing cisterns for water closets and urinals - Specification (third revision) | Voluntary | 11 | 0 | PUB_013_1_2020 |  | JAYPEE ENTERPRISES (DUAL FLUSH PLASTIC FLUSHING CISTERN OF 10/5 LITRE CAPACITY(V...) ¦ CAPTAIN POLYPLAST (Dual Flush Cistern, Discharge Capacity- 6/3 Liter, Exposed T...) ¦ MARUTI TECHNOPLAST (INDIA) PRIVATE LIMITED (Plastic Flushing Cisterns for Water Closets and Urinals, Dua...)
CED | IS 15155:2020 | BARWIRE WRAPPED STEEL CYLINDER PIPES WITH MORTAR LINING AND COATING INCLUDING SPECIALS SPECIFICATION | Mandatory | 14 | 0 | HQ-PUB-013-1-2020, PUB-014-2-2020-PUB-BIS (827) |  | THE INDIAN HUME PIPE CO LTD (250 mm upto 400 mm and 900 upto and including 1000 mm nomina...) ¦ Sahyadri Pipes (Bar/wire wrapped steel cylinder pipes with mortar lining and...) ¦ The Indian Hume Pipe Co.Ltd. (Bar/wire wrapped steel cylinder pipes with mortar lining and...)
CED | IS 11504:2020 | Criteria for Structural Design of Reinforced Concrete Natural Draught Cooling Towers ( First Revision ) |  | 0 | 0 | PUB/3/3/2020-21
CED | IS 4308:2019 | Dry Chemical Powders for Fire Fighting - BC, ABC and D Types - Specification ( Third Revision ) | Voluntary | 37 | 0 | 326(E)+327(E)+328(E), pub015/1/2020-pub-bis (1042) |  | UNITED FIRE AND SAFETY SERVICES (ABC & BC TYPE...) ¦ NEW BHARAT CYLINDER LLP (Dry Chemical Powders For Fire Fighting Type- ABC Type(Variet...) ¦ HITESH INDUSTRIES (Dry Chemical Powder for Fire Fighting BC and ABC Class....)
CED | IS 14276:2016 | Cement bonded particle boards - Specification (First Revision) | Voluntary | 2 | 0 |  |  | NCL Industries Limited (cement bonded particle boards (unsanded)of Thickness 6mm, 8m...) ¦ NCL INDUSTRIES LTD. (Cement Bonded Particle Boards as per IS 14276:2016 for Lengt...)
CED | IS 6006:2014 | Uncoated Stress Relieved Strand for Prestressed Concrete - Specification (Second Revision) | Mandatory | 35 | 0 |  |  | PRESTRESS STEEL LLP ¦ Patil Rail Infrastructure Pvt.Ltd. (3mm, 3Ply & 9.5mm, 7Ply, Class-2...) ¦ CHANDINI WIRES & ALLIED PRODUCTS (3mm, 3Ply Wire...)
CED | IS 2871:2012 | Branch pipe, universal for fire fighting purpose - Specification (Second Revision) | Voluntary | 4 | 0 |  |  | NEWAGE FIRE PROTECTION INDUSTRIES (P) LTD. ¦ NEWAGE FIRE FIGHTING CO. LTD. (Branch Pipe, Universal for Fire Fighting Purpose of Materia...) ¦ Shah Bhogilal Jethalal & Bros. (Branch Pipe, Universal for Fire Fighting Purpose, Body - St...)
CED | IS 6003:2010 | Indented Wire For Prestressed Concrete - Specification (Second Revision) | Mandatory | 38 | 0 |  |  | PRESTRESS STEEL LLP ((Variety)Indented wire for prestressed concrete for sizes 2....) ¦ INDIA STEEL CORPORATION (Indented Wire for Prestressed Concrete for diameter 2.50 mm ...) ¦ Visakha Wire Ropes Ltd. (Sizes 4mm , 5mm Nominal Diameters....)
CED | IS 2556 (Part 4):2004 | Vitreous sanitary appliances (Vitreous China) - specification: Part 4 Specific requirements of wash basins (fourth revision) | Voluntary | 13 | 0 |  |  | NILCORE BATH LLP (VITREOUS SANITARY APPLIANCES (VITREOUS CHINA)-WASH BASINS , ...) ¦ SOLO CERAMICS (WASH BASIN Flat Back...) ¦ Varmora Granito Limited (Unit Conffi Sanitaryware)
CED | IS 1592:2003 | Asbestos cement pressure pipes and joints - Specification (Fourth Revision) | Mandatory | 11 | 0 | HQ-PUB-013-1-2020 |  | APURVA VINIMAY PRIVATE LIMITED (AC Pressure Pipes Class Sizes/in mm O 10 ...) ¦ AHMEDABAD CEMENT PIPES (CLASS 10, SIZES 80mm TO 150mm CLASS 15, SIZES 200mm TO 3...) ¦ NEELACHAL NATURAL RESOURCE PVT LTD (ASBESTOS CEMENT PRESSURE PIPES AND JOINTS(Variety)SIZE- NOMI...)
CED | IS 1626 (Part 2):1994 | Asbestos cement building pipes and pipe fittings, gutters and gutter fittings and roofing fittings: Part 2 gutter and gutter fittings) (Second Revision) | Voluntary | 1 | 0 | HQ-PUB-014-1-2020 |  | UAL BENGAL, PROP - UTKAL ASBESTOS LTD (Asbestos Cement Gutters and Gutters Fillings as per followin...)
CED | IS 1626 (Part 3):1994 | Asbestos Cement Building types and Pipe Fittings, Gutters and Gutter Fittings and Roofing Fittings - Part 3 : Roofing Fittings | Voluntary | 7 | 0 |  | Ministry of Housing and Urban Affairs | Sahyadri Industries Ltd (Asbestos cement building pipes & pipe fittings gutters and g...) ¦ EVEREST INDUSTRIES LIMITED (1. Corrugated serrated Adjustable Ridge(c1) 2. Corrugated No...) ¦ UAL BENGAL, PROP - UTKAL ASBESTOS LTD (Roofing Fittings...)
CED | IS 1322:1993 | Bitumen Felts for Water Proofing and Damp-proofing - Specification (Fourth Revision) | Voluntary | 10 | 0 |  | Ministry of Housing and Urban Affairs | SWASTIK FELT INDUSTRIES (BITUMEN FELTS FOR WATER PROOFING, TYPE 3, GRADE 1...) ¦ TIKI TAR INDUSTRIES (BARODA) LIMITED (1) TYPE 3, GRADE 1 2) TYPE 3, GRADE 2 3) TYPE 2...) ¦ M.K. Petro Products India Pvt. Ltd (Type 3, Grade 1, Grade 2....)
CED | IS 650:1991 | Standard sand for testing cement - Specification (Second Revision) | Voluntary | 1 | 0 | PUB-014-1-2020-PUB-BIS (607) | Ministry of Housing and Urban Affairs | TAMIL NADU MINERALS LTD
CED | IS 12594:1988 | Hot - Dip Zinc Coating on Structural Steel Bars for Concrete Reinforcement - Specification | Mandatory | 3 | 0 |  |  | GALBRO ISPAT GALVANIZERS PVT LTD (1) Coating Class A & B on HSD Bars for concrete reinforcemen...) ¦ VISHAL ENGINEERS & GALVANIZERS PRIVATE LIMITED (a) Coating Class B on HSD bar for concrete reinforcement b) ...) ¦ FABMONT ENGINEERING LLP (Hot-Dip Zinc Coating on Structural Steel Bars for Concrete R...)
CED | IS 1785 (Part 1):1983 | Specification for Plain Hard - Drawn Steel Wire for Prestressed Concrete: Part 1 Cold Drawn Stress - Relieved Wire (Second Revision) | Mandatory | 5 | 0 |  |  | PRESTRESS STEEL LLP (4.0 mm & 7.0 mm dia...) ¦ MIKI STEEL WORKS PVT LTD (Nominal Diameters 3.0 mm,4.0 mm & 7.0 mm...) ¦ Nirmal Wires Private Limited (Size: 7.00mm (Nominal Dia)...)
CED | IS 2974 (Part 2):2026 | Design and Construction of Machine Foundations Code of Practice: Part 2 Block Foundations (Second Revision) |  | 0 | 0 | HQ-PUB013/227/2026-PUB-BIS | Ministry of Housing and Urban Affairs
CED | IS 2189:2026 | Selection Installation and Maintenance of Automatic Fire Detection and Alarm System - Code of Practice Fifth Revision |  | 0 | 0 | HQ-PUB013/213/2026-PUB-BIS | Ministry of Home Affairs - Dte. Gen. of Fire Services, Civil Defense and Home Guards
CED | IS 12823:2025 | Prelaminated Medium Density Particle Boards from Wood and other Lignocellulosic Material Specification (Second Revision) | Mandatory | 98 | 0 | pub013/1/2020-pub-bis (1309) |  | KRIFOR INDUSTRIES PVT LTD (Size 2440mm x 1220mm x 17mm, Grade 2, Type PLB22 only....) ¦ GUJARAT COLOURLAM PVT LTD ((a) Grades ? Regular (REG) Grade ? Grade A, FormaldehydeClas...) ¦ Greenply Speciality Panels Private Limited ((a) Product Prelaminated Medium Density Particle Boards from...)
CED | IS 14587:2025 | Prelaminated Medium Density Fibre Boards of Wood and Other Lignocellulosic Materials - Specification ( Second Revision ) | Voluntary | 47 | 0 | pub013/1/2020-pub-bis (1309) | Ministry of Housing and Urban Affairs | Greenply Speciality Panels Private Limited (2. Name of the product- Prelaminated Medium Density Boards F...) ¦ Godrej & Boyce Manufacturing Company Limited (Prelaminated Medium Density Fibre Boards of Wood and other L...) ¦ Spacewood Furnishers Private Limited (Name of the product: Prelaminated Medium Density Fibre Board...)
CED | IS 884:2025 | First-Aid Hose-Reel for Fire Fighting - Specification (Second Revision) | Voluntary | 38 | 0 | PUB-BIS 013-1-2020 (1193) |  | Armor Steel Industries Private Limited (Name of the product: First-Aid Hose-Reel for Fire Fighting, ...) ¦ INDIA META TECH PRIVATE LIMITED (First Aid Hose Reel For Fire Fighting Type B,Horizontal Type...) ¦ OMKAR ENTERPRISES (FIRST-AID HOSE-REEL FOR FIRE FIGHTING,TYPE SWINGING (180 DEG...)
CED | IS 7692:2024 | Headform for Testing of Helmets - Specification (Second Revision) |  | 0 | 0 | pub013/1/2020-pub-bis(1128)
CED | IS 18685:2024 | PACKAGED DRY MIX CONCRETE - SPECIFICATION |  | 0 | 0 | pub013/1/2020-pub-bis (1055) | Ministry of Housing and Urban Poverty Alleviation
CED | IS 8442:2024 | Stand Post Type Water and Water-cum-Foam Monitor for Fire Fighting - Specification (Second Revision) | Voluntary | 9 | 0 | pub013/1/2020-pub-bis (1055) |  | VIMAL FIRE CONTROLS PVT. LTD. ((a) Water monitor with: Solid jet nozzle Hollow jet/spraytyp...) ¦ ARMOR STEEL INDUSTRIES PRIVATE LIMITED (Name of the Product: Stand Post Type Water and Water-cum-Foa...) ¦ FIRE STONE INDUSTRIES (Stand post type water monitor for fire fighting of type 1 fo...)
ETD | IS/IEC 62271 (Part 105):2021 | High-voltage switchgear and controlgear : Part 105 Alternating current switch-fuse combinations for rated voltages above 1 kV up to and including 52 kV |  | 0 | 0 | pub-013-1-2020-pub-bis (684) | Ministry of Power
ETD | IS/IEC 60947 (Part 3):2020 | Low-Voltage Switchgear and Controlgear: Part 3 Switches Disconnectors Switch-Disconnectors and Fuse-Combination Units | Mandatory | 47 | 0 | pub-012-4-12020-pub-bis (668) | Ministry of Heavy Industries | Ellecab Electricals Pvt Ltd (Models: FP63A, FP50A, FP40A, FP32A, FP25A, FP20A, FP16A, TP6...) ¦ RR KABEL LTD (Low-Voltage Switchgear and Control gear, Switches Disconnec...) ¦ Schneider Electric India Private Limited (Low-Voltage Switchgear and Control Gear, Switch-Disconnecto...)
ETD | IS/IEC 60947 (Part 4/Sec 1):2023 | Low-Voltage Switchgear and Controlgear Part 4 Contactors and Motor-Starters Section 1 Electromechanical Contactors and Motor-Starters |  | 17 | 0 | HQ-PUB013/231/2026-PUB-BIS | Ministry of Commerce and Industry - Department for Promotion of Industry and Internal Trade (DPIIT) | Schneider Electric India Private Limited (Low-Voltage Switchgear and Controlgear Part 4 Contactors and...) ¦ TECHNOFOUR COMBINES PVT LTD (Direct On Line ac Starter, Three Pole, Air Break, Electromag...) ¦ PECO INDUSTRIES (AS PER LICENCE FILE...)
ETD | IS/IEC 60947 (Part 4/Sec 3):2020 | Low-Voltage Switchgear And Controlgear: Part 4-3 Contactors And Motor-Starters Semiconductor Controllers And Semiconductor Contactors For Non-Motor Loads |  | 0 | 0 | PUB-013-1-2020-PUB-BIS (579) | Ministry of Heavy Industries
ETD | IS 16102 (Part 2):2026 | Self-Ballasted LED Lamps for General Lighting Services Part 2 Performance Requirements Second Revision |  | 0 | 0 | HQ-PUB013/121/2026-PUB-BIS | Ministry of Power
ETD | IS 398 (Part 2):2025 | Aluminium Conductor for Overhead Transmission Purposes - Specification Part 2 Aluminium Conductors Galvanized Steel Reinforced (Fourth Revision) | Voluntary | 325 | 0 | pub013/1/2020-pub-bis (1258) |  | YOGESHWAR CONDUCTORS PVT. LTD (UPTO & INCLUDING 560 sq. mm NOMINAL AREA...) ¦ PARTH INDUSTRIES (Aluminum Conductors, Galvanized Steel-Reinforced for Overhea...) ¦ POLYCAB INDIA LIMITED (Sizes above 100 sq mm upto and including 560 sq mm (nominal ...)
ETD | IS/IEC 60947 (Part 4/Sec 2):2020 | Low-Voltage switchgear and Controlgear: Part 4-2 Contactors and Motorstarters semiconductor motor controllers starters and Soft starters |  | 0 | 0 | PUB-013-1-2020-PUB-BIS (579) | Ministry of Heavy Industries
ETD | IS 14763:2022 | CONDUIT SYSTEMS FOR CABLE MANAGEMENT OUTSIDE DIAMETERS OF CONDUITS FOR ELECTRICAL INSTALLATIONS AND THREADS FOR CONDUITS AND FITTINGS |  | 0 | 0 | HQ-PUB013/1/2020-PUB-BIS (384) | Ministry of Power
ETD | IS/IEC 60947 (Part 5/Sec 1):2024 | Low-Voltage Switchgear and Controlgear Part 5 Control Circuit Devices and Switching Elements Section 1 Electromechanical Control Circuit Devices (Third Revision) |  | 18 | 0 | HQ-PUB013/217/2026-PUB-BIS | Ministry of Commerce and Industry - Department for Promotion of Industry and Internal Trade (DPIIT) | Schneider Electric India Private Limited (Name of the product: Low-Voltage Switchgear and Control gear...) ¦ Schneider Electric India Private Limited (Low-Voltage Switchgear and Controlgear - Control Circuit Dev...) ¦ Schmersal India Pvt LTD (Low-Voltage Switchgear and Controlgear Part 5 Control Circui...)
ETD | IS 16102 (Part 1):2026 | Self-Ballasted LED Lamps for General Lighting Services Part 1 Safety Requirements (First Revision) |  | 0 | 0 | HQ-PUB013/121/2026-PUB-BIS | Ministry of Power
ETD | IS 16103 (Part 1):2025 | LED Modules for General Lighting Part 1 Safety Specifications (First Revision) |  | 0 | 0 | pub013/1/2020-pub-bis (1294) | Ministry of Electronics and Information Technology
ETD | IS 16103 (Part 2):2025 | LED Modules for General Lighting Part 2 Performance Requirements (First Revision) |  | 0 | 0 | pub013/1/2020-pub-bis (1294) | Ministry of Electronics and Information Technology
ETD | IS 9815 (Part 1):2025 | Servo-Motor Operated Automatic Line Voltage Correctors Part 1 Correctors for Single-Phase Applications - Specification ( Third Revision ) |  | 0 | 0 | PUB013/1/2020-PUB-BIS (1153) | Ministry of Heavy Industries
ETD | IS 13730 (Part 0/Sec 4):2024 | Specification for particular types of winding wires Part 0 General requirements Sec 4 glass - Fibre wound resin or varnish impregnated bare or enamelled rectangular copper wire (Third Revision) |  | 0 | 0 | PUB013/1/2020-PUB-BIS (1132) | Ministry of Power
ETD | IS 13730 (Part 2):2024 | Specifications for particular types of winding wires Part 2 Solderable polyurethane enamelled round copper wire class 130 with a bonding layer |  | 0 | 0 | PUB013/1/2020-PUB-BIS (1132) | Ministry of Power
ETD | IS 13730 (Part 0/Sec 2):2024 | Particular Types of Winding Wires — Specifications Part 0 General Requirements Section 2 Enamelled Rectangular Copper Wire (Third Revision) |  | 0 | 0 | PUB013/1/2020-PUB-BIS (1034) | Ministry of Power
ETD | IS 10624:2024 | High-Voltage Fuse-Links for Motor Circuit Applications — Specification (First Revision) |  | 0 | 0 | PUB013/1/2020-PUB-BIS (1029) | Ministry of Power
ETD | IS 2993 (Part 1):2024 | a.c. Motor Capacitors Part 1 General - Performance, Testing and Rating - Safety Requirements - Guidance for Installation and Operation ( Third Revision ) | Mandatory | 79 | 0 | pub012/4/2020-pub-bis (971), PUB015/1/2020-PUB-BIS (1089) | Ministry of Power | ARISTO FOILS MANUFACTURING CO (1. Rated capacitance: 55 to 225 microfarads, RatedVoltage:33...) ¦ PRIYA CAPACITORS PVT LTD (Rated capacitance: 0.5 to 10 microfarads, RatedVoltage:440V,...) ¦ CTR MANUFACTURING INDUSTRIES LIMITED (Rated Capacitance: 0.68 to 72.0 MFD, Rated Voltage: 450 V, R...)
ETD | IS 2993 (Part 2):2024 | a.c. Motor Capacitors Part 2 Motor Start Capacitors ( Third Revision ) | Mandatory | 79 | 0 | pub012/4/2020-pub-bis (971), PUB015/1/2020-PUB-BIS (1089) | Ministry of Power | ARISTO FOILS MANUFACTURING CO (1. Rated capacitance: 55 to 225 microfarads, RatedVoltage:33...) ¦ PRIYA CAPACITORS PVT LTD (Rated capacitance: 0.5 to 10 microfarads, RatedVoltage:440V,...) ¦ CTR MANUFACTURING INDUSTRIES LIMITED (Rated Capacitance: 0.68 to 72.0 MFD, Rated Voltage: 450 V, R...)
ETD | IS 16270:2023 | Secondary cells and batteries for solar photovoltaic application - General requirements and methods of test |  | 0 | 0 | PUB-012-4-2020-PUB-BIS 762b, pub015/1/12020-pub-bis (1267) | Ministry of Power
ETD | IS/IEC 62271 (Part 102):2018 | High-Voltage Switchgear and Controlgear Part 102 Alternating Current Disconnectors And Earthing Switches |  | 0 | 0 | PUB_013_1_2020 | Ministry of Power
ETD | IS 1293:2019 | Plugs and Socket-Outlets for Household and Similar Purposes of Rated Voltage up to and Including 250 V and Rated Current up to and Including 16 A - Specification ( Fourth Revision ) | Mandatory | 585 | 0 | pub-014-2-2020-pub-bis (762b) | Ministry of Power | SHRI KRISHNASHRAY (I) PVT LTD (i) 6A, 240V, ac, Socket Outlets, Rewireable for Class 1 Appl...) ¦ SHRI POLYSTEEL PRIVATE LTD. (3-pin fixed socket outlet, 16A, 240V, AC, IPX0, with earthin...) ¦ VI-SON WIRES PRIVATE LIMITED (Plugs - Rated current 6 A and 16 A, Rated Voltage 250V ac, O...)
ETD | IS 694:2010 | Polyvinyl chloride insulated unsheathed and sheathed cables/cords with rigid and flexible conductor for rated voltages up to and including 1 100 V (Fourth Revision) | Mandatory | 1304 | 0 | 2072 (E), PUB/3/4/2019-20 | Ministry of Commerce and Industry - Department for Promotion of Industry and Internal Trade (DPIIT), Ministry of Power | WONDERFLEX CABLES PRIVATE LIMITED (PVC Insulated, Unsheathed, Circular Cables with Flexible Cop...) ¦ RR KABEL LTD (PVC Insulated, PVC Sheathed/unsheathed, copper conductor, si...) ¦ KIRAN CABLES PVT LTD (PVC Insulated, Unsheathed/Sheathed, Circular/Flat, Cables wi...)
ETD | IS 12615:2026 | Line Operated Three Phase ac Motors IE CODE Efficiency Classes and Performance Specification | Mandatory | 140 | 0 |  | Ministry of Power | Paras Motor manufacturing Co (modified to - Line Operated Three Phase a.c. motors, up to ...) ¦ Power Drives (Guj.) Pvt. Ltd. (Energy Efficient Induction Motors – Three phase squirrel cag...) ¦ Arti Agencies (Line Operated Three Phase a.c. motors, up to and including 4...)
ETD | IS 8572:2025 | Paper - Covered flexible / stranded copper conductors for transformer leads - Specification |  | 0 | 0 | HQ-PUB013/268/2026-PUB-BIS | Ministry of Power
ETD | IS 10322 (Part 5/Sec 3):2026 | Luminaires Part 5: Particular requirements Section 3: Luminaires for road and street lighting (Second Revision) |  | 0 | 0 | HQ-PUB013/121/2026-PUB-BIS | Ministry of Electronics and Information Technology
ETD | IS 10322 (Part 5/Sec 7):2026 | Luminaires Part 5: Particular requirements Section 7: Lighting chains (Second Revision) |  | 0 | 0 | HQ-PUB013/121/2026-PUB-BIS | Ministry of Electronics and Information Technology
ETD | IS/IEC 61730 (Part 1):2023 | Photovoltaic (PV) Module Safety Qualification Part 1 Requirements for Construction (Second Revision) |  | 0 | 0 | pub013/1/2020-pub-bis (1262) | Ministry of New and Renewable Energy
ETD | IS 996:2025 | SINGLE PHASE ac INDUCTION MOTORS FOR GENERAL PURPOSE (Fouth Revision) | Voluntary | 190 | 0 | pub013/1/2020-pub-bis (1245) | Ministry of Power | CENTRIFUGAL PRODUCTS (Single Phase ac Motors for General Purposes of Rated Voltage...) ¦ FREEDOM INDIA MARKETING CO. (Single-phase a.c. Induction motors for general purpose Rated...) ¦ MARUTI INDUSTRIES (1. Single Phase AC Induction Motor for General Purpose, Rati...)
ETD | IS/IEC 60127 (Part 2):2014 | Miniature fuses Part 2 Cartridge fuse-links (Second Revision) |  | 0 | 0 | pub-013-1-2020-pub-bis (1188)
ETD | IS/IEC 60127 (Part 1):2023 | Miniature Fuses Part 1 Definitions for Miniature Fuses and General Requirements for Miniature Fuse-Links (Second Revision) |  | 0 | 0 | PUB013/1/2020-PUB-BIS (1153) | Ministry of Heavy Industries
ETD | IS 13730 (Part 17):2024 | Specification for particular types of winding wires Part 17 Polyvinyl acetal enamelled rectangular copper wire class 105 (SECOND REVISION) |  | 0 | 0 | PUB013/1/2020-PUB-BIS (1132) | Ministry of Power
ETD | IS/IEC 60309 (Part 2):2021 | Plugs fixed or portable socket-outlets and appliance inlets for industrial purposes Part 2: Dimensional compatibility requirements for pin and contact-tube accessories Second Revision |  | 0 | 0 | pub-013-1-2020-pub-bis (707) | Ministry of Power
ETD | IS/IEC 62271 (Part 200):2021 | High-voltage switchgear and Controlgear Part 200 AC metal-enclosed switchgear and Controlgear for rated voltages above 1 kV and up to and Including 52 kV |  | 0 | 0 | pub-013-1-2020-pub-bis (714) | Ministry of Power
ETD | IS/IEC 62271 (Part 203):2022 | High-voltage switchgear and controlgear Part 203: AC gas-insulated metal-enclosed switchgear for rated voltages above 52 kV |  | 0 | 0 | pub-013-1-2020-pub-bis (695) | Ministry of Power
ETD | IS 4665 (Part 1):2023 | Hand-Held Motor-Operated Electric Tools Safety Part 1: General requirements Second Revision |  | 0 | 0 | pub-013-1-2020-pub-bis (594) | Ministry of Power
ETD | IS/IEC 62275:2018 | Cable management systems - Cable ties for electrical installations |  | 0 | 0 | PUB_013_1_2020_PUB_BIs _380 | Ministry of Power
ETD | IS 1248 (Part 1):2021 | Direct Acting Indicating Analogue Electrical Measuring Instruments and their Accessories Part 1 Definitions and General Requirements ( Fifth Revision ) |  | 0 | 0 | PUB_013_1_2020 | Ministry of Power
ETD | IS 1248 (Part 2):2021 | Direct Acting Indicating Analogue Electrical Measuring Instruments and their Accessories Part 2 Special Requirements for Ammeters and Voltmeters ( Fourth Revision ) |  | 0 | 0 | PUB_013_1_2020 | Ministry of Power
ETD | IS 1248 (Part 3):2021 | Direct Acting Indicating Analogue Electrical Measuring Instruments and their Accessories Part 3 Special Requirements for Wattmeters and Varmeters ( Fourth Revision ) |  | 0 | 0 | PUB_013_1_2020 | Ministry of Power
ETD | IS 1248 (Part 5):2021 | Direct Acting Indicating Analogue Electrical Measuring Instruments and their Accessories Part 5 Special Requirements for Phase Meters, Power Factor Meters and Synchroscopes ( Fourth Revision ) |  | 0 | 0 | PUB_013_1_2020 | Ministry of Power
ETD | IS 1248 (Part 6):2021 | Direct Acting Indicating Analogue Electrical Measuring Instruments and their Accessories Part 6 Special Requirements for Ohmmeters ( Impedance meters ) and Conductance Meters (Fourth Revision) |  | 0 | 0 | PUB_013_1_2020 | Ministry of Power
ETD | IS 1248 (Part 7):2021 | Direct Acting Indicating Analogue Electrical Measuring Instruments and their Accessories Part 7 Special Requirements for Multi-Function Instruments ( Fourth Revision ) |  | 0 | 0 | PUB_013_1_2020 | Ministry of Power
ETD | IS 1248 (Part 8):2021 | Direct Acting Indicating Analogue Electrical Measuring Instruments and their Accessories Part 8 Special Requirements for Accessories ( Fourth Revision ) |  | 0 | 0 | PUB_013_1_2020 | Ministry of Power
ETD | IS 1248 (Part 4):2021 | Direct Acting Indicating Analogue Electrical Measuring Instruments and their Accessories Part 4 Special Requirements for Frequency Meters ( Fourth Revision ) |  | 0 | 0 | PUB_013_1_2020 | Ministry of Power
ETD | IS 4159:2021 | Mineral Filled Sheathed Heating Elements | Voluntary | 76 | 0 | HQ-PUB-013-1-2020 |  | DOSHI HEATERS PVT LTD (SEE LICENCE FILE...) ¦ Arche Components Private Limited (Rating 2 kW and upto and including 4.5 kW,230V,50 Hz,ac,Clas...) ¦ RASHMI HEATERS PVT LTD (5000 W ,230V,50H2 AC 2000W 230V 50H2 AC 1250W 230V,50H2 AC...)
ETD | IS 12762 (Part 3):2020 | Photovoltaic Devices Part 3 Measurement Principles for Terrestrial Photovoltaic PV Solar Devices with Reference Spectral Irradiance Data ( Third Revision ) |  | 0 | 0 | 862(E), PUB/3/3/2019-20 | Ministry of New and Renewable Energy
ETD | IS 369:2019 | Household electric direct - Acting room heaters - Performance requirements (Fourth Revision) |  | 0 | 0 | 1301(E) | Ministry of Power
ETD | IS 374:2019 | Specification for electric ceiling type fans and regulators (Third Revision) | Mandatory | 214 | 0 | 326(E)+327(E)+328(E), 326(E)+327(E)+328(E) |  | POLYCAB INDIA LIMITED (Electric Ceiling type fans, driven by squirrel cage inductio...) ¦ RONCH POLYMERS PRIVATE LIMITED (Electric ceiling type fans, Brushless dc motor fans, without...) ¦ ROTEX INDUSTRIES (Electric ceiling type fans, driven by Brushless dc motor fan...)
ETD | IS 13730 (Part 4):2018 | Specification for particular types of winding wires: Part 4 solderable polyurethane enamelled round copper wire, class 130, (Second Revision) |  | 0 | 0 | 6222(E) | Ministry of Heavy Industries, Ministry of Power
ETD | IS 13730 (Part 0/Sec 1):2018 | Specifications for particular types of winding wires: Part 0 general requirements: Sec 1 enamelled round copper wire (Second Revision) |  | 0 | 0 | 6048(E), PUB-015-1-2020-PUB-BIS (998)
ETD | IS/IEC 60269 (Part 6):2010 | Low-Voltage Fuses Part 6 Supplementary Requirements for Fuse-Links for the Protection of Solar Photovoltaic Energy Systems |  | 0 | 0 | PUB015/1/2020-PUB-BIS (1171) | Ministry of Power
ETD | IS 2418 (Part 2):2018 | Tubular fluorescent lamps for general lighting service: Part 2 performance requirements (Second Revision) | Voluntary | 2 | 0 | 3402(E), pub-014-2-2020-pub-bis (664) | Ministry of Power | SIGNIFY INNOVATIONS INDIA LIMITED (TFL 40W, 6500K, G 13 CAPS...) ¦ SURYA ROSHNI LTD
ETD | IS 335:2018 | New insulating oils - Specification (Fifth Revision) | Voluntary | 34 | 0 | 4241(E), HQ-PUB-014-1-2020 | Ministry of Power | COLUMBIA PETRO CHEM PVT LTD (New Insulating Oil(Variety)New Insulating Oils - Type II Tra...) ¦ SAVITA OIL TECHNOLOGIES LTD (New Insulating Oils (Variety)New insulating oil- type I tran...) ¦ RAJ PETRO SPECIALITIES PVT LTD ((Variety)New Insulating Oils - Type II Transformer Oil, Unin...)
ETD | IS 13730 (Part 20):2018 | Specifications for particular types of winding wires: Part 20 solderable polyurethane enamelled round copper wire, class 155 (Second Revision) |  | 0 | 0 | 3133(E), pub015/1/2020-pub-bis (1121) | Ministry of Heavy Industries, Ministry of Power
ETD | IS 2082:2018 | Stationary storage type electric water heaters - Specification (Fifth Revision) | Mandatory | 91 | 0 | 1776(E), 2699(E)+2700(E) | Ministry of Commerce and Industry - Department for Promotion of Industry and Internal Trade (DPIIT), Ministry of Power | Ketko San Pvt Ltd (Name of the Product: Stationery Storage Type Electric Water ...) ¦ KAIZEN ENGINEERING (INDIA) PRIVATE LIMITED (Stationary Storage Type Electric Water Heater, Model no.- KE...) ¦ HAIER APPLIANCES INDIA Pvt Ltd (Stationary Storage Type Electric Water Heaters, Model No.: 3...)
ETD | IS/IEC 61537:2023 | Cable management Cable tray systems and cable ladder systems (First Revision) | Voluntary | 1 | 0 |  | Ministry of Commerce and Industry - Department for Promotion of Industry and Internal Trade (DPIIT) | K K FASTNERS (Cable Management Cable Tray Systems and Cable Ladder Systems...)
ETD | IS 16783:2026 | Cable Cleats for Electrical Installations (First Revision) |  | 0 | 0 | HQ-PUB013/253/2026-PUB-BIS | Ministry of Commerce and Industry - Department for Promotion of Industry and Internal Trade (DPIIT)
ETD | IS 17039:2026 | Industrial Cable Reels (First Revision) |  | 0 | 0 | HQ-PUB013/253/2026-PUB-BIS | Ministry of Commerce and Industry - Department for Promotion of Industry and Internal Trade (DPIIT)
ETD | IS 1146:2026 | Rubber and Plastics Containers for Lead-Acid Storage Batteries — Specification ( Third Revision ) |  | 0 | 0 | HQ-PUB013/231/2026-PUB-BIS | Ministry of Heavy Industries
ETD | IS/IEC 61439 (Part 3):2024 | Low-voltage switchgear and controlgear assemblies Part 3: Distribution boards intended to be operated by ordinary persons DBO First Revision |  | 0 | 0 | HQ-PUB013/215/2026-PUB-BIS | Ministry of Commerce and Industry - Department for Promotion of Industry and Internal Trade (DPIIT)
ETD | IS/IEC 61439 (Part 4):2024 | Low-Voltage Switchgear and Controlgear Assemblies Part 4: Particular requirements for assemblies for construction sites ACS First Revision |  | 0 | 0 | HQ-PUB013/215/2026-PUB-BIS | Ministry of Commerce and Industry - Department for Promotion of Industry and Internal Trade (DPIIT)
ETD | IS 17120:2026 | In-cable control and protection device IC-CPD for mode 2 charging of electric road vehicles (First Revision) |  | 0 | 0 | HQ-PUB013/217/2026-PUB-BIS | Ministry of Commerce and Industry - Department for Promotion of Industry and Internal Trade (DPIIT)
ETD | IS/IEC 61439 (Part 5):2023 | Low-voltage switchgear and controlgear assemblies Part 5: Assemblies for power distribution in public networks First Revision |  | 0 | 0 | HQ-PUB013/217/2026-PUB-BIS | Ministry of Commerce and Industry - Department for Promotion of Industry and Internal Trade (DPIIT)
ETD | IS 16614 (Part 1):2026 | Double-Capped LED Linear Lamps Part 1 Safety Requirements (First Revision) |  | 0 | 0 | HQ-PUB013/121/2026-PUB-BIS | Ministry of Power
ETD | IS 10322 (Part 5/Sec 8):2026 | Luminaires Part 5: Particular requirements Section 8: Luminaires for emergency lighting (First Revision) |  | 0 | 0 | HQ-PUB013/121/2026-PUB-BIS | Ministry of Electronics and Information Technology
ETD | IS/IEC 62271 (Part 202):2022 | High-voltage switchgear and controlgear Part 202: AC prefabricated substations for rated voltages above 1 kV and up to and including 52 kV (First Revision) |  | 0 | 0 | pub013/1/2020-pub-bis (1292) | Ministry of Power
ETD | IS/IEC/TS 62915:2023 | Photovoltaic (PV) Modules -Type Approval, Design and Safety Qualification Retesting (First Revision) |  | 0 | 0 | pub013/1/2020-pub-bis (1262) | Ministry of New and Renewable Energy
ETD | IS 8144:2025 | Multipurpose Dry Batteries Specification (Third Revision) | Mandatory | 11 | 0 | pub013/1/2020-pub-bis (1258) | Ministry of Consumer Affairs, Food and Public Distribution - Department of Consumer Affairs | VICTOR INDUSTRIES (Multipurpose dry batteries, Designation R03(Variety)Multipur...) ¦ Indo National Limited (R6S(Variety)R20P(Variety)R03(Variety)R6P(Variety)R20S...) ¦ EVEREADY INDUSTRIES INDIA LIMITED, POWERCELL DIVISION (Name of the product Multipurpose Dry Batteries Type R03, R6S...)
ETD | IS 2069:2025 | Drums for covered winding wires and strips for electrical purposes - Specification (Third Revision) |  | 0 | 0 | pub013/1/2020-pub-bis (1237) | Ministry of Power
ETD | IS/IEC 60127 (Part 6):2023 | Miniature Fuses Part 6 Fuse-Holders for Miniature Fuse-Links (First Revision) |  | 0 | 0 | pub013/1/2020-pub-bis (1188)
ETD | IS 13730 (Part 1):2025 | Specification for Particular Types of Winding Wires Part 1 Polyvinyl Acetal Enamelled Round Copper Wire, Class 105 ( Second Revision ) |  | 0 | 0 | PUB013/1/2020-PUB-BIS (1153) | Ministry of Power
ETD | IS 13730 (Part 0/Sec 6):2024 | Specification for Particular Types of Winding Wires Part 0 General Requirements Section 6 Glass-Fibre Wound Resin or Varnish Impregnated, Bare or Enamelled Round Copper Wire ( First Revision ) |  | 0 | 0 | PUB013/1/2020-PUB-BIS (1132) | Ministry of Power
ETD | IS 13730 (Part 25):2024 | Particular Types of Winding Wires - Specification Part 25 Polyester or Polyesterimide Overcoated with Polyamide-Imide Enamelled Round Aluminium Wire, Class 200 ( First Revision ) |  | 0 | 0 | PUB013/1/2020-PUB-BIS (1132) | Ministry of Power
ETD | IS 6304:2024 | Stationary Batteries — Lead-Acid Batteries with Pasted Positive Plates — Specification (Third Revision) |  | 0 | 0 | PUB013/1/2020-PUB-BIS (997) | Ministry of Power
ETD | IS 12640 (Part 1):2024 | Residual current operated circuitBreakers without integral overcurrent protection for household and similar uses Rccbs: Part 1 general rules (Third Revision) | Voluntary | 30 | 0 | pub-013-1-2020-pub-bis (977) | Ministry of Power | SIEMENS LTD (Residual Current Operated Circuit Breakers for household and...) ¦ Schneider Electric India Private Limited (RESIDUAL CURRENT OPERATED CIRCUIT BREAKERS 6 AMP & 16 aMP,41...) ¦ HAGER ELECTRO PVT LTD (Residual CurrentOperated Circuit-Breakers for Household ands...)
ETD | IS 2083:2024 | FLASHLIGHT- SPECIFICATION (Third Revision) | Mandatory | 32 | 0 | PUB012/4/2020-PUB-BIS (943), pub015/1/12020-pub-bis (1261) | Ministry of Power | GEEP INDUSTRIES (INDIA) PRIVATE LIMITED (Flashlight, Plastic enclosure, LED light source, Secondary B...) ¦ PACIFIC CYBER TECHNOLOGY PRIVATE LIMITED (Flash Light, Material of enclosure: plastic, Light Source: L...) ¦ LIGHTANIUM TECHNOLOGIES PRIVATE LIMITED (Flash light, Metallic Enclosure, LED, Secondary Batteries wi...)
ETD | IS 11287:2023 | Bridge Insulations Testers (Magneto Generator Type) - Specification (First Revision) |  | 0 | 0 | PUB-012-4-2020-PUB-BIS (762A) | Ministry of Power
ETD | IS/IEC 60372:2020 | Locking devices for ball and socket couplings of string insulators units - Dimensions and tests (First Revision) |  | 0 | 0 | pub-012-4-2020-pub-bis (747) | Ministry of Power
ETD | IS 14927 (Part 2/Sec 1):2023 | Cable trunking systems and cable ducting Systems for electrical installations Part 2-1: particular requirements cable trunking systems and cable Ducting systems intended for mounting on walls and ceilings first revision | Voluntary | 37 | 0 | pub-012-4-2020-pub-bis (732) | Ministry of Commerce and Industry | HARSH POLYMERS (LENGTH OF TRUNKIN OR DUCTING FOR ELECTRICAL INSTALLATIONS MA...) ¦ S S POLYMERS (Cable Trunking Systems (CTS) intended for Mounting on Wallsa...) ¦ A TO Z POLYMERS (Cable Trunking Systems (CTS) intended for Mounting on Wallsa...)
ETD | IS/IEC 62271 (Part 103):2021 | High-voltage switchgear and controlgear Part 103 Alternating current switches for rated voltages above 1 kV up to and including 52 kV ( First Revision ) |  | 0 | 0 | pub-013-1-2020-pub-bis (707) | Ministry of Power
ETD | IS/IEC 62271 (Part 109):2019 | High-Voltage switchgear and Controlgear: Part 109 Alternating-current series capacitor by-pass switches |  | 0 | 0 | pub-013-1-2020-pub-bis (707) | Ministry of Power
ETD | IS/IEC 62271 (Part 1):2017 | HIGH-VOLTAGE SWITCHGEAR AND CONTROLGEAR PART 1 COMMON SPECIFICATIONS FOR ALTERNATING CURRENT SWITCHGEAR AND CONTROLGEAR |  | 0 | 0 | pub-013-1-2020-pub-bis (707) | Ministry of Power
ETD | IS 14927 (Part 1):2023 | Cable Trunking Systems and Cable Ducting Systems for Electrical Installations Part 1: General Requirements first revision |  | 0 | 0 | pub-013-1-2020-pub-bis (707) | Ministry of Power
ETD | IS/IEC 60309 (Part 1):2021 | Plugs fixed or portable socket-outlets and appliance inlets for industrial purposes Part 1: General requirements Second Revision |  | 0 | 0 | pub-013-1-2020-pub-bis (707) | Ministry of Power
ETD | IS/IEC 62271 (Part 100):2021 | High-voltage switchgear and controlgear Part 100 Alternating-current circuit-breakers |  | 0 | 0 | pub-013-1-2020-pub-bis (695) | Ministry of Power
ETD | IS/IEC 62271 (Part 111):2019 | High Voltage Switchgear and Controlgear: Part 111 Automatic circuit reclosers for alternating current systems up to and including 38 kV |  | 0 | 0 | pub-013-1-2020-pub-bis (695) | Ministry of Power
ETD | IS/IEC/TS 61439 (Part 7):2023 | Low-voltage switchgear and controlgear assemblies Part 7: Assemblies for specific applications such as marinas camping sites market squares electric vehicle charging stations (First Revision)) |  | 0 | 0 | puib-013-1-2020-pub-bis (684) | Ministry of Commerce and Industry - Department for Promotion of Industry and Internal Trade (DPIIT)
ETD | IS/IEC 61439 (Part 2):2020 | Low-voltage switchgear and controlgear assemblies Part 2: Power switchgear and controlgear assemblies (First Revision) |  | 0 | 0 | puib-013-1-2020-pub-bis (684) | Ministry of Commerce and Industry - Department for Promotion of Industry and Internal Trade (DPIIT)
ETD | IS/IEC 60947 (Part 6/Sec 2):2020 | Low-voltage switchgear and controlgear Part 6-2: Multiple function equipment Control and protective switching devices or equipment (CPS) |  | 0 | 0 | puib-013-1-2020-pub-bis (684) | Ministry of Heavy Industries
ETD | IS/IEC 60947 (Part 6/Sec 1):2021 | Low-voltage switchgear and controlgear Part 6 Multiple function equipment Section 1 Transfer switching equipment (First Revision) |  | 0 | 0 | puib-013-1-2020-pub-bis (684) | Ministry of Heavy Industries
ETD | IS/IEC 62271 (Part 104):2023 | High-Voltage Switchgear and Controlgear : Part 104 Alternating Current Switches for Rated Voltages Higher than 52 kV |  | 0 | 0 | pub-013-1-2020-pub-bis (684) | Ministry of Power
ETD | IS/IEC 60947 (Part 5/Sec 2):2019 | LLow-Voltage Switchgear and Controlgear Part 5 Control Circuit Devices and Switching Elements Section 2 Proximity Switches ( First Revision ) |  | 0 | 0 | pub-013-1-2020-pub-bis (684) | Ministry of Heavy Industries
ETD | IS/IEC 62271 (Part 106):2021 | High-voltage switchgear and controlgear Part 106: Alternating current contactors contactor-based controllers and motorstarters |  | 0 | 0 | PUB-013-1-2020-PUB-BIS (684) | Ministry of Power
ETD | IS 14286 (Part 1/Sec 1):2023 | Terrestrial photovoltaic (PV) modules Design qualification and type approval Part 1-1 Special requirements for testing of crystalline silicon photovoltaic (PV) modules (Third Revision) |  | 0 | 0 | pub-012-2-2023-pub-bis (588) | Ministry of New and Renewable Energy
ETD | IS 14286 (Part 1/Sec 2):2023 | Terrestrial photovoltaic (PV) modules Design qualification and type approval Part 1-2 Special requirements for testing of thin-film Cadmium Telluride (CdTe) based photovoltaic (PV) modules (Third Revision) |  | 0 | 0 | pub-012-2-2023-pub-bis (588) | Ministry of New and Renewable Energy
ETD | IS 14286 (Part 1/Sec 3):2023 | Terrestrial photovoltaic (PV) modules Design qualification and type approval Part 1-3 Special requirements for testing of thin-film amorphous silicon based photovoltaic (PV) modules (Third Revision) |  | 0 | 0 | pub-12-2-2023-pub-bis 588 | Ministry of New and Renewable Energy
ETD | IS 14286 (Part 1/Sec 4):2023 | Terrestrial photovoltaic (PV) modules Design qualification and type approval Part 1-4 Special requirements for testing of thin-film Cu (In,ga) (S,Se) 2 based photovoltaic (PV) modules (Third Revision) |  | 0 | 0 | pub-12-2-2023-pub-bis 588 | Ministry of New and Renewable Energy
ETD | IS 14697:2021 | ac STATIC TRANSFORMER OPERATED WATTHOUR METERS CLASS 02 S AND 05 S AND VAR-HOUR METERS CLASS 02 S 05 S AND 10 S - SPECIFICATION First Revision | Voluntary | 17 | 0 | HQ-PUB-013-1-2020-168-169, PUB-014-2-2020-PUB-BIS (400), PUB015/1/2020-PUB-BIS (1233) |  | Linkwell Telesystems Pvt. Ltd. (ac static transformer operated watt hour and VAR hour meter ...) ¦ EDMI INDIA PRIVATE LIMITED (1. Type MK6N, Meter Constant 17000 imp/kWh/kVArh, Class 0.5S...) ¦ SCHNEIDER ELECTRIC INDIA PRIVATE LIMITED (ac Static Watthour &VAr hour Meters- Class 0.5S; Model: ER30...)
ETD | IS 1765:2020 | Direct-Current Potentiometers ( Third Revision ) |  | 0 | 0 | PUB/3/3/2019-20 | Ministry of Power
ETD | IS/IEC 60079 (Part 0):2017 | Explosive Atmospheres Part 0 Equipment — General Requirements ( Third Revision ) |  | 0 | 0 | PUB/3/3/2019-20 | Ministry of Commerce and Industry, Ministry of Labour and Employment, Ministry of Mines, Ministry of Power
ETD | IS/IEC 61730 (Part 1):2016 | Photovoltaic (PV) Module Safety Qualification Part 1 Requirements for Construction ( First Revision ) |  | 0 | 0 | 1977(E)+1978(E)+1979(E) | Ministry of New and Renewable Energy
ETD | IS 13730 (Part 49):2018 | Specifications for particular types of winding wires: Part 49 glass - Fibre wound, high temperature resin or varnish - Impregnated, bare or enamelled round copper wire, class 180 (First Revision) |  | 0 | 0 | 3406(E) | Ministry of Heavy Industries, Ministry of Power
ETD | IS 13730 (Part 50):2018 | Specifications for particular types of winding wires: Part 50 glass - Fibre wound, silicone resin or varnish impregnated, bare or enamelled round copper wire, class 200 (First Revision) |  | 0 | 0 | 3406(E) | Ministry of Heavy Industries, Ministry of Power
ETD | IS 13730 (Part 53):2018 | Specifications for particular types of winding wires: Part 53 aromatic polyimide (Aramid) tape wrapped rectangular copper wire, temperature index 220 (First Revision) |  | 0 | 0 | 3405(E) | Ministry of Heavy Industries, Ministry of Power
ETD | IS/IEC 60947 (Part 2):2016 | Low - Voltage switchgear and controlgear: Part 2 circuit - Breakers (First Revision) | Mandatory | 35 | 0 | 2404(E), PUB-014-2-2020-PUB-BIS (614) | Ministry of Power | Schneider Electric India Private Limited ¦ Ellecab Electricals Pvt Ltd (Low-Voltage Switch gear and Control gear Part 2 Circuit-Brea...) ¦ Hager Electro Pvt Ltd. (Name of the Product: Low-Voltage Switchgear and Controlgear ...)
ETD | IS 13730 (Part 31):2018 | Specifications for particular types of winding wires: Part 31 glass fibre wound, resin or varnish impregnated, bare or enamelled rectangular copper wire, temperature index 180 (First Revision) |  | 0 | 0 | 3133(E) | Ministry of Heavy Industries, Ministry of Power
ETD | IS 13730 (Part 32):2018 | Specifications for particular types of winding wires: Part 32 glass fibre wound, resin or varnish impregnated, bare or enamelled rectangular copper wire, temperature index 155 (First Revision) |  | 0 | 0 | 2981(E) | Ministry of Heavy Industries, Ministry of Power
ETD | IS 13730 (Part 33):2018 | Specifications for particular types of winding wires: Part 33 glass fibre wound, resin or varnish impregnated, bare or enamelled rectangular copper wire, temperature index 200 (First Revision) |  | 0 | 0 | 1744(E), 2981(E) | Ministry of Heavy Industries, Ministry of Power
ETD | IS 13730 (Part 39):2018 | Specifications for particular types of winding wires: Part 39 glass - Fibre braided resin or varnish - Impregnated, bare or enamelled rectangular copper wire, temperature index 180 (First Revision) |  | 0 | 0 | 2981(E) | Ministry of Heavy Industries, Ministry of Power
ETD | IS 13730 (Part 48):2018 | Specifications for particular types of winding wires: Part 48 glass - Fibre wound resin or varnish impregnated, bare or enamelled round copper wire, temperature index 155 (First Revision) |  | 0 | 0 | 2981(E) | Ministry of Heavy Industries, Ministry of Power
ETD | IS/IEC 62271 (Part 201):2014 | High-Voltage Switchgear and Controlgear Part 201 ac Solid-Insulation Enclosed Switchgear and Controlgear for Rated Voltages Above 1 kV up to and Including 52 kV ( First Revision ) |  | 0 | 0 | 2205(E) | Ministry of Power
ETD | IS 1180 (Part 1):2014 | Outdoor Type Oil Immersed Distribution Transformers Upto and Including 2 500 kVA, 33kV - Specification Part 1 Mineral Oil Immersed (Fourth Revision) | Mandatory | 960 | 0 | 323(E), HQ-PUB-014-2-2020 | Ministry of Heavy Industries, Ministry of Power | SHREE GAJANAND TRANSFORMERS (upto and including 100 kVA, 11kV/433 V, 03 phase, non seale...) ¦ GWOLTS TRANSFORMERS PVT LTD (Outdoor/Indoor Type Mineral Oil Immersed Distribution Transf...) ¦ SHAKSHI TRANSFORMERS PRIVATE LIMITED (Outdoor/Indoor Type Oil Immersed Distribution Transformers a...)
ETD | IS 368:2014 | Electric immersion water heaters - Specification (Fifth Revision) | Mandatory | 80 | 0 | 2028(E), PUB015/1/2020-PUB-BIS (1325) |  | SSMI Udyog Private Limited (Portable Immersion Heater, class I appliance, pollution degr...) ¦ Jainsons Appliances (Electric Immersion Water Heater upto and including 2000W, 23...) ¦ REAL APPLIANCES PRIVATE LIMITED (i)Electric Immersion Water Heater,Rating: Upto and Including...)
ETD | IS 1652:2013 | Stationary cells and batteries, lead - Acid type with plante positive plates - Specification (Fourth Revision) |  | 0 | 0 | pub015/1/2020-pub-bis (1121) | Ministry of Power
ETD | IS 418:2004 | Tungsten filament lamps for domestic and similar general lighting purposes (Fourth Revision) | Mandatory | 4 | 0 |  | Ministry of Electronics and Information Technology, Ministry of Power | SIGNIFY INNOVATIONS INDIA LIMITED (1. 230V, 25W TO 100W 2. 230V, 25W TO 100W, COILED COIL WITH ...) ¦ WIPRO ENTERPRISES (P) LTD. (40 W 230 V CC with B22 Bayonet Cap 60 W 230 V CC with B...) ¦ PRAKASH BULB INDUSTRIES PVT. LTD., (Tungsten Filament Lamp for Domestic and Similar General Ligh...)
ETD | IS 8783 (Part 4/Sec 1):2026 | Winding wires for submersible motors - Specification: Part 4 specification for indmdual wires: Sec 1 HR PVC insulated wires (Second Revision) |  | 8 | 0 |  | Ministry of Agriculture - Department of Agriculture and Farmer Welfare | FINOLEX CABLES LTD (size-all sizes as per IS:8783 / Grade I / Type 2...) ¦ VIMAL FLEXSOL LTD (0.9 mm UPTO AND INCLUDING 2.6 mm...) ¦ UNIVERSAL CABLES LTD (HR PVC Insulated Winding Wires for Submersible Motors, Type ...)
ETD | IS 8783 (Part 4/Sec 3):2026 | Winding wires for submersible motors - Specification: Part 4 specification for individual wires: Sec 3 polyester and polypropylene insulated winding wires (Second Revision) |  | 20 | 0 |  | Ministry of Agriculture - Department of Agriculture and Farmer Welfare | MADHAV COPPER LTD. (Polyester and Polypropylene insulated winding wire for subme...) ¦ MARUTI WIRETECH PVT. LTD. (POLYSTER AND POLYPROPYLENE INSULATED WIRE FOR SUBMERSIBLE MO...) ¦ FABTECH CABLES PRIVATE LIMITED (polyester and polypropylene insulated winding wire for subme...)
ETD | IS 9708:2026 | Overhead lines Requirements and tests for aeolian vibration dampers |  | 0 | 0 | HQ-PUB013/246/2026-PUB-BIS | Ministry of Power
ETD | IS 10322 (Part 5/Sec 1):2026 | Luminaires Part 5: Particular requirements Section 1: Fixed general purpose luminaires (Second Revision) |  | 0 | 0 | HQ-PUB013/121/2026-PUB-BIS | Ministry of Electronics and Information Technology
ETD | IS 10322 (Part 5/Sec 2):2026 | Luminaires Part 5: Particular requirements Section 2: Recessed luminaires and recessed air-handling luminaires (Second Revision) |  | 0 | 0 | HQ-PUB013/121/2026-PUB-BIS | Ministry of Electronics and Information Technology
ETD | IS 10322 (Part 5/Sec 5):2026 | Luminaires Part 5: Particular requirements Section 5: Floodlights (Second Revision) |  | 0 | 0 | HQ-PUB013/121/2026-PUB-BIS | Ministry of Electronics and Information Technology
ETD | IS 13925 (Part 1):2025 | SHUNT CAPACITORS FOR AC POWER SYSTEMS HAVING A RATED VOLTAGE ABOVE 1 000 V PART 1: GENERAL Second Revision |  | 0 | 0 | HQ-PUB013/110/2026-PUB-BIS | Ministry of Power
ETD | IS/IEC 60691:2023 | Thermal-Links - Requirements and Application Guide (Second Revision) |  | 0 | 0 | pub013/1/2020-pub-bis (1316) | Ministry of Heavy Industries
ETD | IS/IEC 60269 (Part 7):2021 | Low Voltage Fuses Part 7 Fuse-Links for the Protection of Batteries and Battery Systems - Supplementary Requirements |  | 0 | 0 | pub013/1/2020-pub-bis (1292) | Ministry of Heavy Industries
ETD | IS/IEC 62271 (Part 207):2023 | High-voltage switchgear and controlgear Part 207: Seismic qualification for gas-insulated switchgear assemblies metal enclosed and solid-insulation enclosed switchgear for rated voltages above 1 kV Second Revision |  | 0 | 0 | pub013/1/2020-pub-bis (1292) | Ministry of Power
ETD | IS 7098 (Part 1):2025 | Crosslinked Polyethylene Insulated Thermoplastic Sheathed Cables - Specification Part 1 For Working Voltages up to and Including 1 100 Volts (Second Revision) | Mandatory | 407 | 0 | pub013/1/2020-pub-bis (1259) | Ministry of Power | RR KABEL LTD (XLPE insulated PVC/PE/LSHF Sheathed Cables for electricsuppl...) ¦ KEI INDUSTRIES LTD (Crosslinked Polyethylene Insulated, PVC/LSHF Sheathed Cables...) ¦ SUNLIGHT INFRA CABLES & LED LIMITED (Crosslinked polyethylene insulated, single/multicore, unarmo...)
ETD | IS 4250:2025 | Electric Food-Mixers (Liquidizers and Grinders) and Centrifugal Juicers - Specification ( Second Revision ) | Mandatory | 187 | 0 | PUB-013-1-2020-PUB-BIS (1198) | Ministry of Commerce and Industry - Department for Promotion of Industry and Internal Trade (DPIIT) | Classic Imports Pvt. Ltd. (Domestic Electric Food Mixers, Functions: Centrifugal Juice...) ¦ AVIGHNA INDUSTRIES LLP ([Electric Food-Mixers 1) Functions: Liquidizer and Grinder,M...) ¦ SONI STEEL & APPLIANCES PVT LTD ([Electric Food-Mixers a) Functions: Liquidizer and Grinder,M...)
ETD | IS/IEC 60947 (Part 7/Sec 2):2009 | Low-voltage switchgear and controlgear Part 7 Ancillary equipment Section 2 Protective conductor terminal blocks for copper Conductors |  | 0 | 0 | PUB013/1/2020-PUB-BIS (1142) | Ministry of Heavy Industries
ETD | IS/IEC 60079 (Part 11):2023 | Explosive Atmospheres Part 11 Equipment Protection by Intrinsic Safety “i” (Second Revision) | Voluntary | 27 | 0 | PUB013/1/2020-PUB-BIS (1053) | Ministry of Coal | PROMPT ENGINEERING WORKS (Intrinsically safe equipment for(i) Intrinsically safe appar...) ¦ ROTEX AUTOMATION LTD., (As per red form(Variety)Scope of Licence as Equipment protec...) ¦ FCG HI-TECH PVT. LTD. (flame proof enclosure for Intrinsically safe apparatus...)
ETD | IS 13340 (Part 1):2024 | Shunt Power Capacitors of the Self-Healing Type for a.c. Systems Having a Rated Voltage up to and Including 1 000 V Part 1 General - Performance, Testing and Rating - Safety Requirements - Guide for Installation and Operation (Second Revision) | Mandatory | 40 | 0 | PUB013/1/2020-PUB-BIS (1048) | Ministry of Power | YESHA ELECTRICALS PVT LTD (1 to 25 KVAR, 440V, 50Hz, 3 phase, with delta connection, te...) ¦ CTR MANUFACTURING INDUSTRIES LIMITED (Shunt power capacitors of the self-healing type for AC syste...) ¦ SHREEM ELECTRIC LTD (Upto and including 25 kVAR, 690 V, 50 Hz, 3 phase, with delt...)
ETD | IS 9385 (Part 1):2024 | High-Voltage Fuses Part 1 Current-Limiting Fuses (Second Revision) |  | 0 | 0 | PUB013/1/2020-PUB-BIS (1043) | Ministry of Power
ETD | IS 14570:2024 | Electrical Measuring Transducers for Converting A.C and D.C Electrical Quantities to Analogue or Digital Signals (Third Revision) |  | 0 | 0 | pub-013-1-2020-pub-bis (1008) | Ministry of Commerce and Industry - Department for Promotion of Industry and Internal Trade (DPIIT)
ETD | IS 5950:2024 | Shot Firing Cables (for Use Other than in Shafts) - Specification (Second Revision) | Mandatory | 4 | 0 | pub0102/4/.2020-pub-bis (933) | Ministry of Commerce and Industry - Department for Promotion of Industry and Internal Trade (DPIIT) | Epsillon Cables Private Limited (Type-I PVC Insulated and Unsheathed,Twin cable (Parallel Tw...) ¦ Sagar Enterprises (1.0mm2,Type:I(Variety)1.0 Sqmm (7/0.43mm) class 2,Annealed b...) ¦ Retco India (Type I and Type II (For use other than in Shafts....)
ETD | IS 302 (Part 2/Sec 7):2024 | Safety of Household And Similar Electrical Appliances Part 2 Particular Requirements Section 7: Domestic Electric Clothes Washing Machines | Mandatory | 45 | 0 | pub-012-4-2020-pub-bis (786) |  | P G ELECTROPLAST LIMITED (Safety of Household and Similar Electrical Appliances-Domest...) ¦ HAIER Appliances (India) Private Limited (Type of appliance: Drum Washing machine, Maximum mass of dry...) ¦ LG Electronics India Ltd. (Domestic Electric Clothes Washing Machine, Drum Washing Mach...)
ETD | IS 2593:2023 | Flexible Cables for Miners' Cap Lamps - Specification (Second Revision) |  | 0 | 0 | PUB-012-4-2020-PUB-BIS )762A) | Ministry of Commerce and Industry - Department for Promotion of Industry and Internal Trade (DPIIT)
ETD | IS 12762 (Part 9):2023 | Photovoltaic Devices Part 9: Classification of Solar Simulator Characteristicses (First Revision) |  | 0 | 0 | pub-013-1-2020-pub-bis (632) | Ministry of New and Renewable Energy
ETD | IS/IEC 60079 (Part 6):2020 | Explosive atmospheres - Part 6: Equipment protection by liquid immersion "o" (Second Revision) |  | 0 | 0 | pub-013-1-2020-pub-bis (594) | Ministry of Mines
ETD | IS/IEC 60079 (Part 26):2021 | Explosive atmospheres - Part 26: Equipment with Separation Elements or combined Levels of Protection (Second Revision) |  | 0 | 0 | pub-013-1-2020-pub-bis (594) | Ministry of Commerce and Industry
ETD | IS/IEC 60079 (Part 25):2020 | Explosive atmospheres - Part 25: Intrinsically safe electrical systems (Second Revision) |  | 0 | 0 | pub-bis 013-1-2020-pub-bis-594 | Ministry of Commerce and Industry
ETD | IS/IEC 60079 (Part 31):2022 | Explosive atmospheres - Part 31: Equipment dust ignition protection by enclosure ''t'' (Second Revision) |  | 0 | 0 | pub-bis 013-1-2020-pub-bis-594 | Ministry of Commerce and Industry
ETD | IS/IEC 60079 (Part 7):2017 | Explosive atmospheres - Part 7: Equipment protection by increased safety "e" (Second Revision) |  | 0 | 0 | pub-013-1-2020-pub-bis (594) | Ministry of Commerce and Industry
ETD | IS 16792 (Part 1/Sec 4):2023 | Measurement Procedures for Materials Used in Photovoltaic Modules Part 1: Encapsulants Section 4 Measurement of Optical Transmittance and Calculation of the Solar-Weighted Photon Transmittance Yellowness Index and UV Cut-Off Wavelength (First Revision) |  | 0 | 0 | 013-1-2020-pub-bis (594) | Ministry of New and Renewable Energy
ETD | IS 2848:2023 | INDUSTRIAL PLATINUM RESISTANCE THERMOMETERS AND PLATINUM TEMPERATURE SENSORS |  | 0 | 0 | PUB-013-1-2020-PUB-BIS (579) | Ministry of Consumer Affairs, Food and Public Distribution - Department of Consumer Affairs
MTD | IS 2258:2023 | Rolled Zinc Plate, Sheet And Strip ? Specification(Third Revision) |  | 0 | 0 | pub-012-1-2020-pub-bis (741)
MTD | IS 733:2025 | Wrought Aluminium and Aluminium Alloy Bars, Rods, Sections, Extruded Tube, Hollow Sections and Profiles for General Engineering Purposes ― Specification (Fourth Revision) | Voluntary | 160 | 0 | HQ-PUB013/84/2026-PUB-BIS | Ministry of Commerce and Industry - Department for Promotion of Industry and Internal Trade (DPIIT) | HINDALCO INDUSTRIES LIMITED (Alloy Designation (s): 6003, 6005, 6005A, 6005B, 6005C, 600...) ¦ Hardin Aluminium Llp (Alloy Designation (s): 6063Z; Supply Condition(s): Temperdes...) ¦ Banco Aluminium Private Limited (Wrought Aluminium And Aluminium Alloy Bars, Rods, Sections,E...)
MTD | IS 1079:2017 | Hot rolled carbon steel sheet, plate and strip - Specification (Seventh Revision) | Mandatory | 22 | 0 |  | Ministry of Steel | ARCELORMITTAL NIPPON STEEL INDIA PRIVATE LIMITED (Plate-Grade-HR0, t-above 25mm to 150mm, Width-above 2050 mm ...) ¦ Arcelormittal Nippon Steel India Limited (Grade HR0, HR1, HR2, HR3 and HR4, without Micro alloying, C...) ¦ Evonith Value Steel Limited (Sizes upto 3.15mm, Thickness & Width from 900 to 1250mm, Gra...)
MTD | IS 5986:2017 | Hot rolled steel sheet, plate and strip for forming and flanging purposes - Specification (Fourth Revision) | Mandatory | 20 | 0 |  | Ministry of Steel | ARCELORMITTAL NIPPON STEEL INDIA PRIVATE LIMITED (ISH310S, ISH370S, ISH400S, ISH440S, ISH490S, ISH390LA, ISH65...) ¦ Arcelormittal Nippon Steel India Limited (Grade ISH290S, ISH310S, ISH330S, ISH360S, ISH370S, ISH400S ...) ¦ Evonith Value Steel Limited (Grade (with/without microalloying) : ISH320LA, ISH360LA, ISH...)
MTD | IS 513 (Part 2):2016 | Cold reduced carbon steel sheet and strip: Part 2 high tensile and multi - Phase steel (Sixth Revision) | Mandatory | 14 | 0 | pub-014-1-2020-pub-bis (795) | Ministry of Steel | ARCELORMITTAL NIPPON STEEL INDIA PRIVATE LIMITED (ISC490W(Variety)ISC470LA(Variety)ISC480HF...) ¦ Evonith Value Steel Limited (Cold Reduced Carbon Steel Sheet and Strip Part 2 High Tensil...) ¦ TATA STEEL LTD (Name of the product: Cold Reduced Carbon Steel Sheet and Str...)
MTD | IS 6911:2026 | STAINLESS STEEL PLATE, SHEET AND STRIP - SPECIFICATION (Third revision) | Mandatory | 37 | 0 | HQ-PUB013/156/2026-PUB-BIS | Ministry of Steel | PHOENIX FOILS PRIVATE LIMITED (Stainless Steel Strip in Coil form and Cut length, Thickness...) ¦ AARON INDUSTRIES LIMITED (Grade Designation- 316,316L, 304, 302, 301L, 301LN, 304H, 30...) ¦ JINDAL STAINLESS STEELWAY LTD. (Grade Designation- 301, 301L, 301LN, 302, 304,304L, 304H, 30...)
MTD | IS 713:2026 | Zinc-Aluminium Alloy Ingots intended for Foundry and Die Castings ― Specification | Voluntary | 3 | 0 | HQ-PUB013/99/2026-PUB-BIS | Ministry of Mines | SIMS METACAST (Zinc-Aluminium Alloy Ingots Intended for Foundry and DieCast...) ¦ SGM INDIA PRIVATE LIMITED (Grade-ZnAl4,ZnAl4Cu1...) ¦ HINDUSTAN ZINC ALLOYS PRIVATE LIMITED (Name of the product: Zinc-Aluminium Alloy Ingots Intendedfor...)
MTD | IS 15961:2025 | Hot Dip Aluminium-Zinc Alloy Metallic Coated Steel Strip and Sheet - Specification (First Revision) | Mandatory | 21 | 0 | pub013/1/2020-pub-bis (1334) | Ministry of Steel | JSW Steel Coated Products Limited (Coating Class AZ200 for Grade Designation YS250, YS300 comma...) ¦ JSW STEEL COATED PRODUCTS LIMITED (Thickness range of base metal : 0.25 to 1.20mm, width upto :...) ¦ Tata Steel Limited (Grade Designation: upto YS550, Coating Class: AZ200, Surface...)
MTD | IS 2062 (Part 1):2025 | Structural Steel - Part 1 - Hot Rolled Medium and High tensile Steel | Mandatory | 467 | 0 | HQ-PUB013/85/2026-PUB-BIS | Ministry of Steel | BALBIR METALS & POWER PVT LTD (Grade Designation: E250A, Size: Equal Angles (from 35x35x5 m...) ¦ ARCELORMITTAL NIPPON STEEL INDIA PRIVATE LIMITED (Grade Designation and Quality: E235A, E235BR, E235B0, E235C,...) ¦ BALBIR ROLLING MILLS PVT. LTD (Grade Designation: E250A, E250BR, E250BO, E250C, Size: Equal...)
MTD | IS 1254:2025 | Corrugated Aluminium Sheet (Fifth Revision) | Mandatory | 5 | 0 | pub-013-1-2020-pub-bis (1177) | Ministry of Mines | PARAGON INDUSTRIES LIMITED (Corrugated Aluminium Sheet, Alloy Designation and Temper :51...) ¦ Hindalco Industries Limted (Designation-31000A, Condition (Temper Designation)- H18, T...) ¦ MANAKSIA ALUMINIUM COMPANY LTD (Temper designation - 51300 H4, Profile Any Other, Thickness ...)
MTD | IS 513 (Part 1):2016 | Cold reduced carbon steel sheet and strip: Part 1 cold forming and drawing purpose (Sixth Revision) | Mandatory | 61 | 0 | PUB014//1/2020-PUB-BIS (795) | Ministry of Steel | ARCELORMITTAL NIPPON STEEL INDIA PRIVATE LIMITED (Temper Designation-SP, Skin pass, O&D, t- 0.30mm to 3.20mm, ...) ¦ THIESE PRECISION PRIVATE LIMITED (CR2(D), CR3(DD), CR4(EDD), SKIN PASSM A1. KILLED, THICKNESS-...) ¦ Arcelormittal Nippon Steel India Limited (Designation CR-0, Grade H, size 600 mm to 1350 mm (W), Thick...)
MTD | IS 1284:2024 | Wrought Aluminium Alloy Bolt and Screw Stock (for General Engineering Purposes) ? Specification ( Third Revision ) |  | 0 | 0 | pub-012-1-2020-783 | Ministry of Consumer Affairs
MTD | IS 3024:2015 | Cold Rolled Grain Oriented Electrical Steel Strip and Sheet Delivered in Fully Processed State (Third Revision) | Mandatory | 2 | 0 | pub-014-1-2020-pub-bis (656), PUB015/1/2020-PUB-BIS (1141) | Ministry of Power, Ministry of Steel | NLMK India Coating Private Limited (Grade - 30CG120, 30CG130, 30CG140 and 30CG150 comma Conditio...) ¦ JSW JFE Electrical Steel Nashik Private Limited. (27HP90d,27HP95d,35HP125,35HP135,35CG145,35CG155,35CG165(Vari...)
MTD | IS 6240:2008 | Hot rolled steel plate (Up To 6 Mm) sheet and strip for the manufacture of low pressure liquefiable gas cylinders (Fourth Revision) | Mandatory | 12 | 0 |  | Ministry of Commerce and Industry - Department for Promotion of Industry and Internal Trade (DPIIT), Ministry of Steel | ARCELORMITTAL NIPPON STEEL INDIA PRIVATE LIMITED (GRADE B, WIDTH 700 mm TO 2050 mm...) ¦ Evonith Value Steel Limited (Hot Rolled Steel Plate (up to 6 mm) Sheet & strip for the ma...) ¦ JSW Steel Limited (Hot Rolled Steel Plate Sheet and Strip for the Manufacture o...)
MTD | IS 19626:2026 | Electrolytic Zinc-Nickel Alloy Coated Steel Sheet and Strip- Specification |  | 0 | 0 | HQ-PUB013/157/2026-PUB-BIS | Ministry of Steel
MTD | IS 21:2025 | Wrought Aluminium and Aluminium Alloys for Manufacture of Utensils - Specification (Fifth Revision) | Voluntary | 23 | 0 | pub013/1/2020-pub-bis (1222) | Ministry of Mines | Gujarat Metal Rolling Mills (Designation: 19600, 19500, 19002, 19000A, 19000, Grade: O, F...) ¦ Chanvim Engineering (India) Private Limited (Designation : 19000, Condition : O, Form and Thickness : Cir...) ¦ Hindalco Industries Ltd (Designation-41352A, Condition- O, Form-Circle of Diameter-10...)
MTD | IS 1921:2025 | SOLDER WIRE - SOLID AND FLUX CORED - SPECIFICATION (THIRD REVISION) | Voluntary | 11 | 0 | pub013/1/2020-pub-bis (1222) | Ministry of Commerce and Industry - Department for Promotion of Industry and Internal Trade (DPIIT) | KOTHARI MESTSOL PVT LTD (Type of flux - Activated, Grade - 60 of Size - 0.45 to 4 mm,...) ¦ FAKHRI METALS (1. Name of the product- Flux cored solder wire Grade of sold...) ¦ HIFLO SOLDERS PVT LTD (Solder wire-flux cored¦ i) Solder Alloy Designation:Sn60Pb40...)
MTD | IS 19210:2025 | Pre-Painted Zinc-Aluminium-Magnesium Alloy Coated Steel Strip And Sheet | Voluntary | 1 | 0 | PUB013/1/2020-PUB-BIS (1191) | Ministry of Steel | Arcelormittal Nippon Steel India Private Limited (Designation - IS 19210/ IZMC300S,IZMC310S,IZMC330S, IZMC360S...)
MTD | IS 1068:2025 | Metallic and other inorganic coatings - Electrodeposited coatings of nickel, nickel plus chromium, copper plus nickel and of copper plus nickel plus chromium (Fourth Revision) |  | 0 | 0 | pub-013-1-2020-pub-bis (1177)
MTD | IS 2002:2024 | Steel Plate for Pressure Vessel for Intermediate and High Temperature Service Including Boilers — Specification (Fourth Revision) | Mandatory | 13 | 0 | PUB012/1/2020-PUB-BIS (982) | Ministry of Steel | ARCELORMITTAL NIPPON STEEL INDIA PRIVATE LIMITED (Steel Plates for Pressure Vessels for Intermediate and High ...) ¦ Evonith Value Steel Limited (GRADE 1, 2 & 3 with thickness from 2mm upto but not includin...) ¦ JSW Steel Limited
MTD | IS 617:2024 | Aluminium and Aluminium Alloys Ingots for Remelting and Castings for General Engineering Purposes — Specification (Fourth Revision) | Voluntary | 189 | 0 | pub012/1/2020-pub-bis (872), pub015/1/2020-pub-bis (1274) | Ministry of Mines | DEVINDO ALLOYTECH LLP (Aluminium and Aluminium Alloys Ingots for Remelting and Cast...) ¦ SUNLAND ALLOYS (Form Ingot, Alloy (Chemical Symbol) - AlSi9Cu3(Fe), AlSi8C...) ¦ KRISHANG ALLOY (Form: Ingot, Alloy (Chemical Symbol): AlSi12Cu(b), AlSi10Mg(...)
MTD | IS 209:2024 | Refined Zinc - Specification (Fifth Revision) | Voluntary | 3 | 0 | pub-012-1-2020-pub-bis (783) | Ministry of Mines | Hindustan Zinc Limited (Zinc Ingot- Zn 99.995%...) ¦ Hindustan Zinc Limted (Zinc Ingot, Grade- Zn 99.95%...) ¦ Chanderiya Lead Zinc Smelter (A Unit of Hindustan Zinc Limited ) (Refined Zinc, Grade: Zn99.995%...)
MTD | IS 9997:2023 | ALUMINIUM ALLOY REDRAW RODS FOR ELECTRICAL PURPOSES - SPECIFICATION | Voluntary | 6 | 0 | pub-012-1-2020-pub-bis (627) |  | Bharat Aluminium Company Ltd (Size - Nominal Diameter from 7.60 mm upto and below 9.50 mm,...) ¦ LASER POWER AND INFRA LTD unit 2 (Name of the Product - Aluminium Alloy Redraw Rods for Electr...) ¦ Nirmal Wires Private Limited (Nominal Diameter 7.6 mm upto below 9.5 mm, Temper designatio...)
MTD | IS 4026:2023 | ALUMINIUM INGOTS BILLETS AND WIRE BARS EC GRADE | Voluntary | 6 | 0 | 012-1-2020-PUB-605 |  | Bharat Aluminium Company Ltd (Form: Ingot and Billet, Grades: 1971, 1961 and 1951....) ¦ Vedanta Aluminium Metal Limited (Grade 1(Variety)Aluminium Wire rods(Variety)Ingot, Grade-197...) ¦ NATIONAL ALUMINIUM COMPANY LIMITED, SMELTER PLANT (Form- Ingot / Billet /Wire Bar/ T Bars / Sow Ingots, Grades:...)
MTD | IS 12871:2022 | COPPER LEAD ZINC AND NICKEL CONCENTRATES SAMPLING PROCEDURES FOR DETERMINATION OF METAL AND MOISTURE CONTENT (Second Revision) |  | 0 | 0 | pub-013-1-2020
MTD | IS 277:2018 | Galvanized steel strips and sheets (Plain And Corrugated) - Specification (Seventh Revision) | Mandatory | 54 | 0 | 762(E), pub-014-1-2020-pub-bis (759), pub015/1/2020-pub-bis (1206) | Ministry of Steel | ARCELORMITTAL NIPPON STEEL INDIA PRIVATE LIMITED (Grade: Interstitial Free (Stabilized), Designation: GPIF, Cl...) ¦ ARCELORMITTAL NIPPON STEEL INDIA LIMITED (In coil form, width from 600 mm to 1300 mm , class of coatin...) ¦ Evonith Value Steel Limited (Plain and corrugated galvanized steel sheets of zinc coating...)
MTD | IS 736:1986 | Specification for wrought aluminium and aluminium alloy plate for general engineering purposes (Third Revision) | Voluntary | 5 | 0 | pub-015-1-2020, pub015/1/2020-pub-bis (1323) | Ministry of Commerce and Industry | PENTAGON ALUMINIUM COMPANY PRIVATE LIMITED ((iv) Designation 64430, 65032 Condition WP, Size Thickness F...) ¦ Bharat Aluminium Company Ltd (Designation 19000 Condition M Thickness From 6mm?upto and?in...) ¦ Hindalco Industries Limted (designation 19600/H2, 19500/H2 and 19000/H2 Thickness- from ...)
MTD | IS 10748:2025 | Hot-Rolled Steel Strip for Welded Tubes and Pipes - Specification ( Third Revision) | Mandatory | 103 | 0 | HQ-PUB013/79/2025-PUB-BIS | Ministry of Steel | ARCELORMITTAL NIPPON STEEL INDIA PRIVATE LIMITED (Grade: Grade 1, grade 2, grade 3, grade 4, grade 5 , grade 6...) ¦ Ramsons Industries Limited (Type : Grades 2 to 5, Size : Width from 100 mm up to and inc...) ¦ Evonith Value Steel Limited (HOT ROLLED STEEL STRIP FOR WELDED STEEL TUBES THICKNESS 1.6m...)
MTD | IS 6912:2025 | Copper and Copper Alloys Forging Stock and Forging - Specification ( Third Revision ) |  | 0 | 0 | pub013/1/2020-pub-bis (1270) | Ministry of Mines
MTD | IS 8362:2025 | Copper and Copper Alloy Rolled Plates for Condensers and Heat Exchangers - Specification ( First Revision ) |  | 0 | 0 | pub013/1/2020-pub-bis (1270) | Ministry of Mines
MTD | IS 4027 (Part 1):2025 | Methods for Chemical Analysis of Bronzes Part 1 Determination of Copper and Lead by Electrolytic Method (Second Revision) |  | 0 | 0 | pub013/1/2020-pub-bis (1256)
MTD | IS 6751:2025 | Aluminium Alloy Castings and Strips for Bearings ? Specification (First Revision) |  | 0 | 0 | pub013/1/2020-pub-bis (1222)
MTD | IS 228 (Part 7):2025 | Methods for chemical analysis of steels Part 7 Determination of molybdenum by alpha-benzoinoxime method in alloy steels (for molybdenum > 1 percent and not containing tungsten) (Fourth Revision) |  | 0 | 0 | pub-013-1-2020-pub-bis (1177)
MTD | IS 3600 (Part 3):2025 | Welded Joints and Weld Metal - Method of Test: Part 3 Destructive Tests on Welds in Metallic Materials - Transverse Tensile Test ( Fifth Revision ) |  | 0 | 0 | pub013/1/2020-pub-bis (1172)
MTD | IS 3600 (Part 5):2025 | Welded Joints and Weld Metal - Method of Test: Part 5 Destructive Tests on Welds in Metallic Materials - Bend Tests ( Fourth Revision ) |  | 0 | 0 | pub013/1/2020-pub-bis (1172)
MTD | IS 3600 (Part 2):2025 | Welded Joints and Weld Metal - Method of Test: Part 2 Destructive Tests on Welds in Metallic Materials - Impact Tests - Test Specimen Location, Notch Orientation and Examination ( Fourth Revision ) |  | 0 | 0 | pub013/1/2020-pub-bis (1160)
MTD | IS 228 (Part 2):2024 | Methods for chemical analysis of steels Part 2 Determination of manganese in plain-carbon and low alloy steels by arsenite method (Fourth Revision) |  | 0 | 0 | pub0131/2020-pub-bis (1058)
MTD | IS 12447:2024 | Zinc and Zinc Alloy Wire for Thermal Spraying (Metallizing) — Specification (First Revision) |  | 0 | 0 | PUB012/1/2020-PUB-BIS (847)
MTD | IS 3039:2024 | STRUCTURAL STEEL FOR CONSTRUCTION OF SHIPS - SPECIFICATION (Third revision) | Mandatory | 3 | 0 | PUB012/1/2020-PUB (775 A) | Ministry of Steel | ARCELORMITTAL NIPPON STEEL INDIA PRIVATE LIMITED (Structural Steel for Ship Construction, Grade: Normal Streng...) ¦ NMDC STEEL LIMITED (Plate (ISPL) of Thickness From 5.00 mm up to & Including 8.8...) ¦ STEEL AUTHORITY OF INDIA LTD, ROURKELA STEEL PLANT ((a) Grade: Normal Strength, Designation : A, B and D , Type ...)
MTD | IS 11084:2023 | SILVER PALLADIUM ALLOY WIRE AND STRIP FOR ELECTRICAL CONTACTS - SPECIFICATION (FIRST REVISION) |  | 0 | 0 | pub-012-1-2020-pub-bis (741) | Ministry of Mines
MTD | IS 11110:2023 | Copper - Lead powder - Specification |  | 0 | 0 | pub-013-1-2020-pub-bis (690) | Ministry of Steel
MTD | IS 5484:2023 | EC GRADE ALUMINIUM ROD PRODUCED BY CONTINUOUS CASTING AND ROLLING - SPECIFICATION | Mandatory | 40 | 0 | pub-012-1-2020-605, pub015/1/2020-pub-bis (1042) | Ministry of Consumer Affairs | JSK INDUSTRIES PVT. LTD. (Tensile Strength Range- II, Nominal Diameter- from 9.5 mm to...) ¦ APAR INDUSTRIES LIMITED, UNIT VII (EC GRADE ALUMINIUM ROD PRODUCED BY CONTINUOUS CASTING AND RO...) ¦ APAR INDUSTRIES LIMITED, UNIT VI (Tensile Strength Range- I, II, III and IV, Nominal Diameter-...)
MTD | IS 6901:2018 | Gas welding equipment - Pressure regulators and pressure regulators with flow - Metering devices for gas cylinders used in welding, cutting and allied processes up to 300 bar (30 MPA) (Third Revision) | Voluntary | 31 | 0 | 4875(E) | Ministry of Commerce and Industry - Department for Promotion of Industry and Internal Trade (DPIIT), Ministry of Heavy Industries, Ministry of Micro, Small and Medium Enterprises, Ministry of Ports, Shipping and Waterways, Ministry of Railways, Ministry of Steel | HINDUSTAN FORGING (Pressure Regulator for Gas Cylinders used in welding, cuttin...) ¦ SENOR METALS PRIVATE LIMITED UNIT-2 (Pressure Regulators without Flow metering devices, Model :Se...) ¦ DINESH IMPEX (Pressure regulators for gas cylinders used in welding, cutti...)
MTD | IS 15914:2011 | High tensile strength flat rolled steel plate (Up To 6 Mm), sheet and strip for the manufacture of welded gas cylinder - Specification | Mandatory | 9 | 0 |  | Ministry of Commerce and Industry - Department for Promotion of Industry and Internal Trade (DPIIT), Ministry of Steel | ARCELORMITTAL NIPPON STEEL INDIA PRIVATE LIMITED (High Tensile Strength Flat Rolled Steel Plate , Sheet And St...) ¦ JSW STEEL LIMITED (Grade-HS345, Width upto 1500mm, Mill Edges...) ¦ JSW STEEL LTD (1. High tensile strength Flat rolled steel plate for Grade ...)
MTD | IS 1239 (Part 2):2011 | Steel tubes, tubulars and other steel fittings - Specification: Part 2 steel pipe fittings (Fifth Revision) | Voluntary | 24 | 0 | BLANK, BLANK | Ministry of Commerce and Industry - Department for Promotion of Industry and Internal Trade (DPIIT), Ministry of Steel | BALVI INDUSTRIAL CORPORATION (Hot finished seamless sockets of nominal bore 15mm, 20mm, 25...) ¦ RAM KRUPA FORGE LIMITED (Name of the product- Steel Tubes, Tubulars and Other SteelFi...) ¦ BM METERS PVT LTD (Inclusion of Steel Tubulars Fittings as per IS 1239 Part 2 2...)
MTD | IS 1148:2009 | Steel Rivet Bars (medium And High Tensile) - For Structural Purposes - For Structural Purposes |  | 0 | 0 | pub-014-1-2020-pub-bis (759) | Ministry of Steel
MTD | IS 7092 (Part 2):1987 | Specification for aluminium alloy tube for irrigation purposes: Part 2 extruded tube (Second Revision) | Mandatory | 2 | 0 |  | Ministry of Commerce and Industry | JINDAL ALUMINIUM LTD ¦ SANT ALUMINIUM PRIVATE LIMITED (Nominal Size 50 mm,63 mm and 75 mm...)
MTD | IS 1171:2026 | Ferromanganese — Specification (Sixth Revision ) |  | 47 | 0 | HQ-PUB013/251/2026-PUB-BIS | Ministry of Steel | Ramnik Power and Alloys Private Limited (Type : High Carbon Ferromanganese ; Grade Designation:FeMn72...) ¦ D S Alloyd Private Limited (Type : Low Carbon Ferromanganese; Grade Designation : 02 FeM...) ¦ MOIL Limited (Type : High Carbon Ferromanganese ; Grade Designation: FeMn7...)
MTD | IS 5897:2026 | Welding Consumables — Wire electrodes, wires and rods for welding of aluminium and aluminium alloys — Specification ( Second Revision ) |  | 0 | 0 | HQ-PUB013/229/2026-PUB-BIS | Ministry of Commerce and Industry - Department for Promotion of Industry and Internal Trade (DPIIT)
MTD | IS 2507:2026 | Cold-reduced carbon and alloy steel sheets and strips - Specification |  | 10 | 0 | HQ-PUB013/159/2026-PUB-BIS | Ministry of Steel | THIESE PRECISION PRIVATE LIMITED (cOLD ROLLED STEEL STRIPS FOR SPRINGS, DESIGNATIONS -45C8,55C...) ¦ TUBE INVESTMENTS OF INDIA LIMITED (Name - Cold - rolled steel strips for springs/ Grade- 1, 2, ...) ¦ Tata Steel Limited (Grade: 1, 2, 3, 4, 5 and 6 ,Designation: 45C8, 55C6, 65C6, 7...)
MTD | IS 19474:2026 | Hot Dip Aluminium and Aluminium- Silicon Coated Steel Sheet and Strip- Specification |  | 0 | 0 | HQ-PUB013/100/2026-PUB-BIS | Ministry of Steel
MTD | IS 10773:2025 | Wrought copper tubes for refrigeration and air-conditioning purposes — Specification (Second Revision) | Mandatory | 41 | 0 | HQ-PUB013/58/2025-PUB-BIS | Ministry of Commerce and Industry - Department for Promotion of Industry and Internal Trade (DPIIT) | MERCURE METALS AND ALLOYS PVT. LTD. (Grade: Cu-DHP Type of Tube: Smooth Tubes Condition: Hard Dra...) ¦ HARIOM METAL & TUBES (Wrought Copper Tubes for Refrigeration and Air ConditioningP...) ¦ MEHTA TUBES LIMITED (UNIT-2) (1. Grade- DHP, Type of Tube- Smooth, Condition - SoftAnneale...)
MTD | IS 1875:2025 | Steel Ingots, Billets, Blooms, Slabs and Bars For Forging - Specification (Sixth Revision) | Mandatory | 46 | 0 |  | Ministry of Steel | Jailaxmi Casting & Alloys Pvt Ltd (Rolled round bars dia 23.5 mm to 125 mm, Rolled round corner...) ¦ SAARLOHA ADVANCED MATERIALS PVT. LTD. (Name of the product Steel Ingots, Billets, Blooms, Slabs and...) ¦ KIRLOSKAR FERROUS INDUSTRIES LIMITED (Carbon steel billets, blooms, slabs and bars for forging fo...)
MTD | IS 1470:2025 | Silicomanganese — Specification ( Fifth Revision ) | Mandatory | 88 | 0 |  | Ministry of Steel | Steel Authority of India Limited (Grade Designation : Si16Mn63; Size Designation : Class 3....) ¦ G R Krishna Ferro Alloys Private Limited (Grade Designation: Si16Mn63; Size Designation: Class 2, 3, a...) ¦ Chaman Metallics Limited (Grade Designation: Si16Mn63; Size Designation: Class 2, 3, a...)
MTD | IS 2112:2025 | SILVER AND SILVER ALLOYS, JEWELLERY/ARTEFACTS - FINENESS AND MARKING - SPECIFICATION (FOURTH REVISION) |  | 0 | 0 | pub-013-1-2020-pub-bis (1177) | Ministry of Consumer Affairs
MTD | IS 3266:2025 | Metallic and Other Inorganic Coatings - Electrodeposited Gold and Gold Alloy Coatings for Electrical, Electronic and Engineering Purposes - Specification and Test Methods (Second Revision) |  | 0 | 0 | pub-013-1-2020-pub-bis (1177) | Ministry of Commerce and Industry - Department for Promotion of Industry and Internal Trade (DPIIT)
MTD | IS 2041:2024 | Steel Plates and Strips for Pressure Vessels Used at Moderate and Low Temperature — Specification (Fourth Revision) | Mandatory | 10 | 0 | PUB012/1/2020-PUB-BIS (982) | Ministry of Steel | ARCELORMITTAL NIPPON STEEL INDIA PRIVATE LIMITED (Grades R 220,R260,R355 Normalised-(t-5mm to 60mm, W-900mm to...) ¦ Evonith Value Steel Limited ¦ JSW Steel Limited (Grade R220, R260, R275, R355 for Sizes Length upto 28000mm, ...)
MTD | IS 11286:2024 | Corrosion Resistant High Alloy Steel, Nickel Base and Cobalt Base Investment Castings for Severe Applications — Specification (Second Revision) |  | 0 | 0 | PUB012/1/2020-PUB-BIS (983) | Ministry of Steel
MTD | IS 3600 (Part 4):2024 | Fusion Welded Joints and Weld Metal in Steel — Method of Test Part 4 Destructive Tests on Welds in Metallic Materials — Longitudinal Tensile Test on Weld Metal in Fusion Welded Joints (Third Revision) |  | 0 | 0 | pub013/1/2020-pub-bis (962)
MTD | IS 211:2024 | Antimony Ingot — Specification (Fifth Revision) |  | 0 | 0 | PUB012/1/2020-PUB-BIS (847)
MTD | IS 5479:2024 | Solders for Jointing Aluminium and Aluminium Alloys — Specification (Second Revision) |  | 0 | 0 | PUB012/1/2020-PUB-BIS (847)
MTD | IS 193:2024 | Soft solder alloys - Chemical compositions and forms - Specification (Sixth Revison) |  | 0 | 0 | pub012/1/2020-pub-bis (854) | Ministry of Mines
MTD | IS 3989:2024 | CENTRIFUGALLY CAST (SPUN) IRON SPIGOT AND SOCKET PIPES, FITTINGS AND ACCESSORIES - SPECIFICATION (Fourth Revision) | Mandatory | 9 | 0 | PUB012/1/2020-PUB (775 A) |  | Kapilansh Dhatu Udyog Private Limited ¦ Jayaswal Neco Industries Limited ¦ Nagpur Foundries Limited
MTD | IS 3717:2024 | Refined Secondary Lead - Specification (Second Revision) |  | 0 | 0 | PUB012/1/2020-PUB (775 A)
MTD | IS 3168:2024 | Brass Strip and Foil for Deep Drawing - Specification (Second Revision) |  | 0 | 0 | pub-012-1-2020-pub-bis (788 A) | Ministry of Commerce and Industry - Department for Promotion of Industry and Internal Trade (DPIIT)
MTD | IS 26:2024 | Tin ingot - Specification (fifth revision) | Voluntary | 1 | 0 | pub-012-1-2020-pub-bis (783) | Ministry of Mines | RIKAYAA GREENTECH PRIVATE LIMITED (Grade Sn 99.90...)
MTD | IS 1772:2024 | ELECTROPLATED COATINGS OF COPPER - SPECIFICATION | Voluntary | 5 | 0 | pub-012-1-2020-pub-bis (782), PUB-015-1-2020-PUB-BIS (1001) |  | TRUEBLUE ELECTRODES (Name of the product: ELECTROPLATED COATINGS OF COPPER, Servi...) ¦ EXCER GROUNDING SOLUTIONS (ELECTROPLATED COATINGS OF COPPER / Grade 1 Mild / Steel Basi...) ¦ EXCEL EARTHINGS (Service Condition Grade 2, Moderate Service Condition, Steel...)
MTD | IS 18513:2023 | Hot-Dip Zinc- Aluminium-Magnesium Alloy Coated Steel Sheets Plates and Strips - Specification | Mandatory | 4 | 0 | pub-013-1-2020-pub-bis (760) | Ministry of Steel | ARCELORMITTAL NIPPON STEEL INDIA PRIVATE LIMITED (Hot-Dip Zinc-Aluminium-Magnesium Alloy Coated Steel Sheets, ...) ¦ Arcelormittal Nippon Steel India Private Limited (Type and Designation of Substrate (Steel Grade)- Structural ...) ¦ JSW Steel Coated Products Limited (Name of the product- Hot-Dip Zinc-Aluminium-Magnesium Alloy ...)
MTD | IS 4826:2023 | Hot-Dip Galvanized Coatings on Round Steel Wires - Requirements |  | 0 | 0 | pub-013-1-2020-pub-bis (758) | Ministry of Consumer Affairs
MTD | IS 2605:2023 | Zinc Anodes For Electroplating - Specification (Second Revision) |  | 0 | 0 | pub-013-1-2020-pub-bis (707) | Ministry of Mines
MTD | IS 8800:2023 | TECHNICAL DELIVERY CONDITIONS FOR STEEL CASTINGS EXCLUDING INVESTMENT CASTINGS |  | 0 | 0 | pub-013-1-2020-pub-bis (690) | Ministry of Steel
MTD | IS 1536:2023 | Centrifugally cast (spun) iron pressure pipes for water, gas and sewage - Specification | Mandatory | 6 | 0 | pub-012-1-2020-pub-bis (627) |  | Deepshikha Castings Private Limited (Centrifugally Cast (Spun) Iron Pressure Pipes for Water, Gas...) ¦ Tru Form Engineers (Type : Flanged Pipes, Class : A, Size: 80mm, 100mm, 125mm, 1...) ¦ Kapilansh Dhatu Udyog Private Limited (Centrifugally cast (spun) iron pressure pipes for water, gas...)
MTD | IS 1110:2023 | Ferrosilicon - Specification (Fifth Revision) | Mandatory | 31 | 0 | pub-012-1-2020-pub-bis (535) | Ministry of Consumer Affairs, Food and Public Distribution - Department of Consumer Affairs | Shreeji Coke and Energy Private Limited (Grade: FeSi65Al10 and Size designation- 40mm to 150mm .(Vari...) ¦ Elkem South Asia Private Limited (FeSi48(Variety)FeSi65Al10(Variety)FeSi73Al15(Variety)Grade: ...) ¦ PREMIER INDUSTRIAL CORPORATION LIMITED (Grade Designation: FeSi48, FeSi78, FeSi73Al15, FeSi73Al25 an...)
MTD | IS/ISO 3183:2019 | Petroleum and Natural Gas Industries Steel Pipe for Pipeline Transportation Systems ( Second Revision ) | Voluntary | 15 | 0 | pub-012-1-2020-pub-bis(445) | Ministry of Steel | MAHARASHTRA SEAMLESS LTD., (SEAMLESS ELECTRIC WELDED NOMINAL SIZE 200 MM TO 500 MM, THIC...) ¦ TATA STEEL LTD (Name of the product: Petroleum and Natural Gas Industries: S...) ¦ Seamless Steel Tube Plant, BHEL (1) Process-SMLS, Finish-Plain Ended Pipe, Grade PSL 2- L 320...)
MTD | IS 15756:2022 | Metallic materials - Sheet and strip - Determination of tensile strain hardening exponent |  | 0 | 0 | HQ-PUB013/1/2020-PUB-BIS (408), HQ-PUB013/328/2026-PUB-BIS
MTD | IS 11169 (Part 1):2022 | Specification for steels for cold headingcold extrusion applications: Part 1 wrought carbon and low alloy steels | Mandatory | 17 | 0 | PUB012-1-2020-PUB-BIS (403), PUB-014-1-2020-PUB-BIS (698) | Ministry of Steel | Sunflag Iron & Steel Company Limited (Grade Designation ? (i) Steels not intended for heat treatme...) ¦ VIDUSHI WIRES PVT LTD (Designation 40Cr4Mo3,,26C10BT,34C14BT,10C4,SIZE 5.50 TO 34.0...) ¦ RASHTRIYA ISPAT NIGAM LTD (Grades 10C4,20C8,sizes 5.5 to 40 mm,Delivery Conditions Type...)
MTD | IS 3600 (Part 1):2022 | Method of testing fusion welded joints and weld metal in steel Part 1 Destructive tests on welds in metallic materials - Tensile test on cruciform and lapped joints (Third revision of IS 3600 (Part 1)) |  | 0 | 0 | pub-013-1-2020
MTD | IS 1993:2018 | Cold - Reduced tinmill products - Electrolytic tinplate (Fifth Revision) | Mandatory | 3 | 0 | 3533(E) | Ministry of Steel | JSW STEEL COATED PRODUCTS LIMITED ((1) (a) Name of the product: Cold-Reduced Tinmill Products-E...) ¦ JSW STEEL COATED PRODUCTS LIMITED (Single Cold Reduced Electrolytic Tin Plate Sheet,Designation...) ¦ TATA STEEL LIMITED (Designation: Double cold reduced :T-71 , Thickness range: 0....)
MTD | IS 11513:2017 | Hot rolled carbon steel strip for cold rolling purposes - Specification (Second Revision) | Mandatory | 16 | 0 | pub-014-1-2020-pub-bis (759) | Ministry of Steel | ARCELORMITTAL NIPPON STEEL INDIA PRIVATE LIMITED (Thickness-0.80mm to 25mm(Variety)(1) 3 TO 5 mm THICK, GRADE ...) ¦ Evonith Value Steel Limited (Hot Rolled carbon steel strip for cold rolling purposes for ...) ¦ JSW Steel Limited (CR3-DEEP DRAWING QULAITY CR4-EXTRA DEEP DRAWING ALUMINIUM K...)
MTD | IS 1879:2010 | Malleable cast iron pipe fittings - Specification (Third Revision) | Mandatory | 75 | 0 |  | Ministry of Steel | M.M INTERNATIONAL (Malleable Cast Iron Pipe Fittings; Grade : BM 300 (1) Type o...) ¦ M/S Raguver Rubber House ¦ En Em Corporation
MTD | IS 1897:2008 | Copper strip for electrical purposes - Specification (Third Revision) | Mandatory | 40 | 0 |  | Ministry of Commerce and Industry | NEW INDIA CUPROTEC (Copper strip for electrical purposes, Condition O (Annealed...) ¦ Apar Industries Limited (Conductor Division) (1) Copper strip for electrical purposes, Condition: HD, Size...) ¦ Bedmutha Industries Limited (Sizes (thickness): Above 1.80 mm up to and including 6.00 mm...)
MTD | IS 1545:1994 | Solid drawn copper and copper alloy tubes for condensers and heat exchangers - Specification (Third Revision) | Mandatory | 15 | 0 |  | Ministry of Commerce and Industry | SUNFLEX METAL INDUSTRIES (Solid Drawn Copper and Copper Alloy Tubes for Condenser and...) ¦ MEHTA TUBES LIMITED (UNIT-2) (6. Grade- CuZn29Sn1As, CuZn21A12As , Condition - Temper Ann...) ¦ NEW INDIA EXTRUSIONS PVT. LTD. (Grade Cu DLP and Cu DHP, Condition - Annealed (O), Half Hard...)
MTD | IS 410:1977 | Specification for cold rolled brass sheet, strip and foil (Third Revision) | Voluntary | 5 | 0 |  | Ministry of Commerce and Industry - Department for Promotion of Industry and Internal Trade (DPIIT), Ministry of Mines | KRISHNA ENGINEERING INDUSTRIES (Cold Rolled Brass Strips, Use: Other than telecommunication ...) ¦ J. N. METALS PVT. LTD. (Cold Rolled Brass Sheet, Form: sheet, Alloy Designation CuZn...) ¦ GUPTA METAL INDUSTRIES (, Without optional requirement, Use : Other than Telecommun...)
MTD | IS 12783:2026 | HARDMETALS- VICKERS HARDNESS TEST ( First Revision ) |  | 0 | 0 | HQ-PUB013/194/2026-PUB-BIS | Ministry of Steel
MTD | IS 9839:2026 | Chromate conversion coating on zinc and cadmium coated articles and zinc base alloys - Specification (First Revision) |  | 0 | 0 | HQ-PUB013/103/2026-PUB-BIS | Ministry of Steel
MTD | IS 1170:2026 | Ferrochromium - Specification Third Revision | Mandatory | 27 | 0 | HQ-PUB013/99/2026-PUB-BIS | Ministry of Steel | TUF Metallurgical Private Limited (Name of the Product: Ferrochromium. Grade Designation:FeCr60...) ¦ Jai Balaji Industries Ltd. (Unit-I) (Name of the Product-Ferrochromium (i) Type- Medium Carbon F...) ¦ RASHMI CEMENT LIMITED. UNIT - III (STEEL & POWER DIVISION) (Grade No-1, Grade Designation-7FeCr65 Size Designation 2...)
MTD | IS 4454 (Part 2):2025 | Steel wire for mechanical springs - Specification : Part 2 oil hardened and tempered steel wire | Mandatory | 2 | 0 | HQ-PUB013/79/2025-PUB-BIS | Ministry of Steel | Pengg Usha Martin Wires Pvt Ltd (Grade- VDSiCr, Sizes- 1.30 mm upto and including 9.00 mm Nom...) ¦ D.P. Wires Limited (Grade TDSiCr,?Sizes 5 mm upto and including 10 mm(Variety)Gr...)
MTD | IS 440:2025 | Methods of Chemical Analysis of Copper (Second Revision) |  | 0 | 0 | pub013/1/2020-pub-bis (1283)
MTD | IS 17111:2025 | HEAT-TREATABLE STEELS, ALLOY STEELS AND FREE-CUTTING STEELS - BALL AND ROLLER BEARING STEELS ( First Revision ) | Mandatory | 18 | 0 | pub013/1/2020-pub-bis (1277) | Ministry of Steel | SAARLOHA ADVANCED MATERIALS PVT. LTD. (Name of the product-Heat Treatable steels, Alloy steels and ...) ¦ KIRLOSKAR FERROUS INDUSTRIES LIMITED (Steel Grades: 100Cr6, 100CrMnSi4-4, 100CrMnSi6-4, 100CrMnSi6...) ¦ Sunflag Iron & Steel Company Limited (Steel Grades/Designation ? Through-hardening bearing steels,...)
MTD | IS 1586 (Part 1):2025 | Metallic materials Rockwell hardness testPart 1: Test method (Sixth Revision) |  | 0 | 0 | pub013/1/2020-pub-bis (1270) | Ministry of Steel
MTD | IS 4027 (Part 6):2025 | Methods for Chemical Analysis of Bronzes Part 6 Determination of Zinc by Complexometric EDTA Method (Second Revision) |  | 0 | 0 | pub013/1/2020-pub-bis (1270)
MTD | IS 14712:2025 | Wrought Aluminium and Its Alloys ? Chequered/Tread Sheets for General Engineering Purposes ? Specification (First Revision) | Voluntary | 2 | 0 | pub013/1/2020-pub-bis (1256) |  | PARAGON INDUSTRIES LIMITED (Designation : 31500B; Condition (Temper Designation) : H14;P...) ¦ Inalco Private Limited (Name of the product: Wrought Aluminium and itsAlloys-Chequer...)
MTD | IS 1501 (Part 1):2025 | Metallic materials Vickers hardness test Part 1: Test method (Sixth Revision) |  | 0 | 0 | pub013/1/2020-pub-bis (1222) | Ministry of Steel
MTD | IS 1586 (Part 2):2025 | Metallic materials Rockwell hardness testPart 2: Verification and calibration of testing machines and indenters (Sixth Revision) |  | 0 | 0 | pub013/1/2020-pub-bis (1222)